## Sheet1
HV FLATLIST FOR WEBSITE DATED 6-1-22
PRICE BOOK NAME | EDI PART NUMBER | REVISION | MODEL NUMBER | MODEL WITH OPTIONS | SIZE | DISCOUNT CODE | DECIMAL SIZE | DESCRIPTION | LIST PRICE | UNIT WEIGHT | UNIT LENGTH | UNIT WIDTH | UNIT HEIGHT | BOX QUANTITY | BOX LENGTH | BOX WIDTH | BOX HEIGHT | UPC WITH CHECK DIGIT | 11 DIGIT UPC | URL SPEC SHEET | URL IOM 1 | URL IOM 2 | DATE PRODUCT ADDED
ACT722 | 2004N |  | 2004N | 2004N |  | 75 | 0 | LIMIT SWITCH,NEMA 4/4X,2SPDT SWITCHES,W/BEACON,(MECHANICAL) | 623.24 | 3.06 | 5.29 | 5.29 | 6.54 | 1 |  |  |  | 697988503793 | 69798850379 | https://www.milwaukeevalve.com/wp-content/uploads/spec-sheets/2000_2pg.pdf | https://www.milwaukeevalve.com/consult-factory/ |  | 01/01/04
ACT722 | 2004N-CS |  | 2004N-CS | 2004NCS |  | 75 | 0 | LIMIT SWITCH,NEMA 4/4X,2SPDT SWITCHES,W/BEACON,(MECHANICAL),ANALOG OUTPUT 4-20 MA | 1835.27 | 1 | 5.29 | 5.29 | 6.54 | 1 |  |  |  | 697988558397 | 69798855839 | https://www.milwaukeevalve.com/wp-content/uploads/spec-sheets/2000_2pg.pdf | https://www.milwaukeevalve.com/consult-factory/ |  | 01/01/04
ACT722 | 2004NFC |  | 2004NFC | 2004NFC |  | 75 | 0 | LIMIT SWITCH NO BEACON NAMUAR | 525.6 | 1 | 0 | 0 | 0 | 1 |  |  |  | 697988587373 | 69798858737 |  |  |  | 02/08/07
ACT722 | 2004N-RS |  | 2004N-RS | 2004NRS |  | 75 | 0 | LIMIT SWITCH,NEMA 4/4X,2SPDT SWITCHES,W/BEACON,(MECHANICAL),ANALOG OUTPUT 1000 OHM | 1097.11 | 1 | 5.29 | 5.29 | 6.54 | 1 |  |  |  | 697988558403 | 69798855840 | https://www.milwaukeevalve.com/wp-content/uploads/spec-sheets/2000_2pg.pdf | https://www.milwaukeevalve.com/consult-factory/ |  | 01/01/04
ACT722 | 2007XN |  | 2007XN | 2007XN |  | 75 | 0 | LIMIT SWITCH,NEMA 4/4X/7/9,2SPDT SWITCHES,W/BEACON | 786.91 | 4.9 | 6.13 | 6.42 | 6.43 | 1 |  |  |  | 697988388000 | 69798838800 | https://www.milwaukeevalve.com/wp-content/uploads/spec-sheets/2000_2pg.pdf | https://www.milwaukeevalve.com/consult-factory/ |  | 01/01/04
ACT722 | 2085N |  | 2085N | 2085N |  | 75 | 0 | LIMIT SWITCH,NEMA 4/4X,2SPDT SWITCHES,(MECHANICAL) | 525.6 | 1 | 5.29 | 5.29 | 6.54 | 1 |  |  |  | 697988539464 | 69798853946 | https://www.milwaukeevalve.com/wp-content/uploads/spec-sheets/2000_2pg.pdf | https://www.milwaukeevalve.com/consult-factory/ |  | 01/01/04
ACT722 | 290413-001 |  | 290413 | 290413 |  | 75 | 0 | SOLENOID PLUG ADAPTOR,1/2 CONNECTOR REQUIRED FOR ALL ASCO SC8551 & EF8551 SOLENOIDS | 30.17 | 0.04 | 0 | 0 | 0 | 1 |  |  |  | 697988596481 | 69798859648 |  |  |  | 03/18/08
ACT722 | 350001 |  | 350001 | 350001 |  | 75 | 0 | BRACKET KIT,FOR PMV LIMIT SWITCHES,FITS MC2-MC29 & MC10-157 | 91.87 | 1.06 | 0 | 0 | 0 | 1 |  |  |  | 697988598690 | 69798859869 |  |  |  | 06/25/08
ACT722 | 350002 |  | 350002 | 350002 |  | 75 | 0 | BRACKET KIT,FOR PMV LIMIT SWITCHES TO MC58-MC372 & MC237-MC2928 | 145.26 | 1.58 | 0 | 0 | 0 | 1 |  |  |  | 697988631014 | 69798863101 |  |  |  | 06/21/10
ACT722 | 9690217 |  | 9690217 | 9690217 |  | 75 | 0 | GAUGE,VAC POSITIONERS,0-30 PSI,(P530156) | 107.14 | 0.5 | 0 | 0 | 0 | 1 |  |  |  | 697988677548 | 69798867754 |  |  |  | 01/01/04
ACT722 | 9690242 |  | 9690242 | 9690242 |  | 75 | 0 | GAUGE,VAC POSITIONERS,0-160 PSI,(P77413) | 107.03 | 0.5 | 0 | 0 | 0 | 1 |  |  |  | 697988677531 | 69798867753 |  |  |  | 01/01/04
ACT722 | AQ15-025 |  | AQ15-025 | AQ15-025 |  | 75 | 0 | ACTUATOR, BERNARD AQ15-025 | 2418.66 | 0 | 0 | 0 | 0 | 1 |  |  |  | 697988745681 | 69798874568 | https://www.milwaukeevalve.com/wp-content/uploads/spec-sheets/MCRMCRB400I675I1000I1500I.pdf | https://www.milwaukeevalve.com/wp-content/uploads/ioms/MCSeriesElectricActuatorIOM.pdf |  | 02/09/21
ACT722 | AQ25-025 |  | AQ25-025 | AQ25-025 |  | 75 | 0 | ACTUATOR, BERNARD AQ25-025 | 2467.33 | 0 | 0 | 0 | 0 | 1 |  |  |  | 697988732568 | 69798873256 | https://www.milwaukeevalve.com/wp-content/uploads/spec-sheets/MCRMCRB400I675I1000I1500I.pdf | https://www.milwaukeevalve.com/wp-content/uploads/ioms/MCSeriesElectricActuatorIOM.pdf |  | 10/23/19
ACT722 | AQ50-030 |  | AQ50-030 | AQ50-030 |  | 75 | 0 | ACTUATOR AQ50-030 SWITCH 120V | 3968.05 | 0 | 0 | 0 | 0 | 1 |  |  |  | 697988734159 | 69798873415 | https://www.milwaukeevalve.com/wp-content/uploads/spec-sheets/MCRMCRB400I675I1000I1500I.pdf | https://www.milwaukeevalve.com/wp-content/uploads/ioms/MCSeriesElectricActuatorIOM.pdf |  | 01/29/20
ACT722 | AQ5-13-LP |  | AQ5-13-LP | AQ5-13-LP |  | 75 | 0 | ACTUATOR,AQ5-13 LOGIC,4-20MA | 5796.44 | 0 | 0 | 0 | 0 | 1 |  |  |  | 697988751972 | 69798875197 |  | https://www.milwaukeevalve.com/wp-content/uploads/ioms/MCSeriesElectricActuatorIOM.pdf |  | 08/18/21
ACT722 | AT25-25 |  | AT25 | AT2525 |  | 75 | 0 | ACTUATOR,ELECTRIC,INTERMITTENT SERVICE,1PH/60HZ/115VAC | 6246.71 | 35.58 | 22.6875 | 5.6875 | 6.9375 | 1 |  |  |  | 697988396074 | 69798839607 | https://www.milwaukeevalve.com/wp-content/uploads/spec-sheets/AT2550SeriesMVHV.pdf | https://www.milwaukeevalve.com/consult-factory/ |  | 01/01/04
ACT722 | AT25-50 |  | AT25 | AT2550 |  | 75 | 0 | ACTUATOR,ELECTRIC,INTERMITTENT SERVICE,1PH/60HZ/115VAC | 6246.71 | 40 | 22.6875 | 5.6875 | 6.9375 | 1 |  |  |  | 697988496354 | 69798849635 | https://www.milwaukeevalve.com/wp-content/uploads/spec-sheets/AT2550SeriesMVHV.pdf | https://www.milwaukeevalve.com/consult-factory/ |  | 01/01/04
ACT722 | AT25M-25 |  | AT25M | AT25M25 |  | 75 | 0 | ACTUATOR,ELECTRIC,MODULATING SERVICE,1PH/60HZ/115VAC | 11066.02 | 18 | 22.6875 | 5.6875 | 11.875 | 1 |  |  |  | 697988496361 | 69798849636 | https://www.milwaukeevalve.com/wp-content/uploads/spec-sheets/AT2550SeriesMVHV.pdf | https://www.milwaukeevalve.com/consult-factory/ |  | 01/01/04
ACT722 | AT25MG-25 |  | AT25M | AT25MG25 |  | 75 | 0 | ACTUATOR,ELECTRIC,MODULATING SERVICE,1PH/60HZ/115VAC | 8384.23 | 20 | 22.687 | 5.687 | 11.875 | 1 |  |  |  | 697988595231 | 69798859523 | https://www.milwaukeevalve.com/wp-content/uploads/spec-sheets/AT2550SeriesMVHV.pdf | https://www.milwaukeevalve.com/consult-factory/ |  | 01/31/08
ACT722 | AT50-25 |  | AT50 | AT50 |  | 75 | 0 | ACTUATOR,ELECTRIC,INTERMITTENT SERVICE,1PH/60HZ/115VAC | 7676.96 | 42.76 | 22.6875 | 5.6875 | 11.875 | 1 |  |  |  | 697988400740 | 69798840074 | https://www.milwaukeevalve.com/wp-content/uploads/spec-sheets/AT2550SeriesMVHV.pdf | https://www.milwaukeevalve.com/consult-factory/ |  | 01/01/04
ACT722 | AT50-25-230V1PH |  | AT50 | AT5025230V1PH |  | 75 | 0 | ACTUATOR,ELECTRIC,INTERMITTENT SERVICE,1PH/50HZ/230V | 7676.96 | 42.76 | 22.687 | 5.687 | 11.875 | 1 |  |  |  | 697988714489 | 69798871448 | https://www.milwaukeevalve.com/wp-content/uploads/spec-sheets/AT2550SeriesMVHV.pdf | https://www.milwaukeevalve.com/consult-factory/ |  | 03/06/18
ACT722 | AT50M-25 |  | AT50M | AT50M |  | 75 | 0 | ACTUATOR,ELECTRIC,MODULATING SERVICE,1PH/60HZ/115VAC | 12496.27 | 40 | 22.6875 | 5.6875 | 11.875 | 1 |  |  |  | 697988400771 | 69798840077 | https://www.milwaukeevalve.com/wp-content/uploads/spec-sheets/AT2550SeriesMVHV.pdf | https://www.milwaukeevalve.com/consult-factory/ |  | 01/01/04
ACT722 | AT50MG-25 |  | AT50M | AT50MG25 |  | 75 | 0 | ACTUATOR,ELECTRIC,MODULATING SERVICE,1PH/60HZ/115VAC | 9813.11 | 20 | 22.687 | 5.687 | 11.875 | 1 |  |  |  | 697988569379 | 69798856937 | https://www.milwaukeevalve.com/wp-content/uploads/spec-sheets/AT2550SeriesMVHV.pdf | https://www.milwaukeevalve.com/consult-factory/ |  | 02/01/06
ACT722 | BABAA211100 |  | BABAA21110 | BABAA21110 |  | 75 | 0 | LIMIT SWITCH W/BEACON NEMA 4 (FITS: MC1 - MC157) | 488.7 | 4 | 0 | 0 | 0 | 1 |  |  |  | 697988723221 | 69798872322 | https://www.milwaukeevalve.com/wp-content/uploads/spec-sheets/AAEAA21110.pdf | https://www.milwaukeevalve.com/consult-factory/ |  | 02/07/19
ACT722 | DABAA211100 |  | DABAA211100 | DABAA211100 |  | 75 | 0 | LT SW NEMA 4 W/ UNI-BRACKET | 514.13 | 0 | 0 | 0 | 0 | 1 |  |  |  | 697988722705 | 69798872270 |  |  |  | 01/08/19
ACT722 | EF8551A1MS |  | EF8551A1MS | EF8551A1MS |  | 75 | 0 | SOLENOID,3 & 4-WAY,NEMA 4/7/9,120VAC | 719.21 | 1.8 | 0 | 0 | 0 | 1 |  |  |  | 697988388420 | 69798838842 |  |  |  | 01/01/04
ACT722 | EF8551A1MS12VDC |  | EF8551A1MS12VDC | EF8551A1MS12VDC |  | 75 | 0 | SOLENOID,ASCO NEMA 479 12VDC SOLENI | 719.21 | 1.24 | 0 | 0 | 0 | 1 |  |  |  | 697988703254 | 69798870325 |  |  |  | 11/07/16
ACT722 | FQ18 |  | FQ18 | FQ18 |  | 75 | 0 | ACTUATOR,ELECTRIC,SPRING RETURN,FAILSAFE,NEMA 4/4X HOUSING | 21388.12 | 61.47 | 0 | 0 | 0 | 1 |  |  |  | 697988511439 | 69798851143 |  |  |  | 03/12/04
ACT722 | FQ30-098 |  | FQ30 | FQ30-098 |  | 75 | 0 | ACTUATOR,SPRING RETURN FAILSAFE ELECTRIC NEMA 4/6 ENCLOSURE,CSA APPROVED,IS0 MOUNT | 39252.26 | 0 | 0 | 0 | 0 | 1 |  |  |  | 697988751910 | 69798875191 |  |  |  | 08/13/21
ACT722 | FQ4 |  | FQ4 | FQ4 |  | 75 | 0 | ACTUATOR,ELECTRIC,SPRING RETURN,FAILSAFE,NEMA 4/4X HOUSING, | 13805.95 | 61.47 | 0 | 0 | 0 | 1 |  |  |  | 697988511415 | 69798851141 |  |  |  | 03/12/04
ACT722 | FQ8 |  | FQ8 | FQ8 |  | 75 | 0 | ACTR,SPG-RETURN,EL,BCI F/close | 15055.29 | 61.47 | 0 | 0 | 0 | 1 |  |  |  | 697988512214 | 69798851221 |  |  |  | 04/13/04
ACT722 | FQ8 FCCW |  | FQ8 | FQ8 |  | 75 | 0 | ACTUATOR,ELECTRIC,SPRING RETURN,FAILSAFE,NEMA 4/4X HOUSING,FAIL COUNTER CLOCKWISE | 15055.29 | 61.47 | 0 | 0 | 0 | 1 |  |  |  | 697988511422 | 69798851142 |  |  |  | 03/12/04
ACT722 | M2366N |  | M2366N | M2366N |  | 75 | 0 | BRACKET KIT,FITS WESTLOCK & ASCO LIMIT SWITCH TO MC47-MC295 | 87.29 | 1.24 | 0 | 0 | 0 | 1 |  |  |  | 697988388932 | 69798838893 |  |  |  | 01/01/04
ACT722 | M31N |  | M31N | M31N |  | 75 | 0 | BRACKET KIT, FITS WESTLOCK & LIMIT SWITCHES TO MC10 - MC331 | 87.29 | 1.48 | 0 | 0 | 0 | 1 |  |  |  | 697988692602 | 69798869260 |  |  |  | 04/29/15
ACT722 | MC1009 |  | MC SERIES | MC1009 |  | 75 | 0 | ACTUATOR,PNEUMATIC,DOUBLE ACTING,MC1009 | 3697.86 | 72.45 | 20.87 | 8.78 | 10.28 | 1 |  |  |  | 697988688483 | 69798868848 | https://www.milwaukeevalve.com/wp-content/uploads/spec-sheets/MCSeriesPneumatic.pdf | https://www.milwaukeevalve.com/wp-content/uploads/ioms/MCSeriesPneumaticIOMNewSeries.pdf |  | 02/19/15
ACT722 | MC1009S5 |  | MC SERIES | MC1009S5 |  | 75 | 0 | ACTUATOR,PNEUMATIC,DOUBLE ACTING,MC1009S5 | 4359.78 | 82.95 | 20.87 | 8.78 | 10.28 | 1 |  |  |  | 697988688810 | 69798868881 | https://www.milwaukeevalve.com/wp-content/uploads/spec-sheets/MCSeriesPneumatic.pdf | https://www.milwaukeevalve.com/wp-content/uploads/ioms/MCSeriesPneumaticIOMNewSeries.pdf |  | 02/19/15
ACT722 | MC1009SC |  | MC SERIES | MC1009SC |  | 75 | 0 | SPRING CLIP/MC1009 | 111.16 | 0.3 | 0 | 0 | 0 | 1 |  |  |  | 697988712089 | 69798871208 | https://www.milwaukeevalve.com/wp-content/uploads/spec-sheets/MCSeriesPneumatic.pdf | https://www.milwaukeevalve.com/wp-content/uploads/ioms/MCSeriesPneumaticIOMNewSeries.pdf |  | 11/10/17
ACT722 | MC105 |  | MC SERIES | MC105 |  | 75 | 0 | ACTUATOR,PNEUMATIC,DOUBLE ACTING,MC105 | 957.88 | 10.45 | 10.43 | 4.72 | 5.38 | 1 |  |  |  | 697988688421 | 69798868842 | https://www.milwaukeevalve.com/wp-content/uploads/spec-sheets/MCSeriesPneumatic.pdf | https://www.milwaukeevalve.com/wp-content/uploads/ioms/MCSeriesPneumaticIOMNewSeries.pdf |  | 02/19/15
ACT722 | MC105HT |  | MC SERIES | MC105HT |  | 75 | 0 | ACTUATOR,PNEUMATIC,DOUBLE ACTING,HIGH TEMP,MC105 | 1187.64 | 10.45 | 10.43 | 4.72 | 5.38 | 1 |  |  |  | 697988694835 | 69798869483 | https://www.milwaukeevalve.com/wp-content/uploads/spec-sheets/MCSeriesPneumatic.pdf | https://www.milwaukeevalve.com/wp-content/uploads/ioms/MCSeriesPneumaticIOMNewSeries.pdf |  | 09/15/15
ACT722 | MC105RK |  | MC SERIES | MC105RK |  | 75 | 0 | MC105RK O-RINGS SKATES BEARING | 156.09 | 0.21 | 0 | 0 | 0 | 1 |  |  |  | 697988695863 | 69798869586 | https://www.milwaukeevalve.com/wp-content/uploads/spec-sheets/MCSeriesPneumatic.pdf | https://www.milwaukeevalve.com/wp-content/uploads/ioms/MCSeriesPneumaticIOMNewSeries.pdf |  | 11/09/15
ACT722 | MC105RKHT |  | MC SERIES | MC105RKHT |  | 75 | 0 | MC105RKHT O-RING SKATES BEARING | 307.43 | 0.21 | 0 | 0 | 0 | 1 |  |  |  | 697988713253 | 69798871325 | https://www.milwaukeevalve.com/wp-content/uploads/spec-sheets/MCSeriesPneumatic.pdf | https://www.milwaukeevalve.com/wp-content/uploads/ioms/MCSeriesPneumaticIOMNewSeries.pdf |  | 01/24/18
ACT722 | MC105S4 |  | MC SERIES | MC105S4 |  | 75 | 0 | ACTUATOR,PNEUMATIC,SPRING RETURN,MC105S4 | 1143.11 | 11.8 | 10.43 | 4.72 | 5.38 | 1 |  |  |  | 697988692619 | 69798869261 | https://www.milwaukeevalve.com/wp-content/uploads/spec-sheets/MCSeriesPneumatic.pdf | https://www.milwaukeevalve.com/wp-content/uploads/ioms/MCSeriesPneumaticIOMNewSeries.pdf |  | 04/30/15
ACT722 | MC105S5 |  | MC SERIES | MC105S5 |  | 75 | 0 | ACTUATOR,PNEUMATIC,SPRING RETURN,MC105S5 | 1143.11 | 11.95 | 10.43 | 4.72 | 5.38 | 1 |  |  |  | 697988688735 | 69798868873 | https://www.milwaukeevalve.com/wp-content/uploads/spec-sheets/MCSeriesPneumatic.pdf | https://www.milwaukeevalve.com/wp-content/uploads/ioms/MCSeriesPneumaticIOMNewSeries.pdf |  | 02/19/15
ACT722 | MC105S5HT |  | MC SERIES | MC105S5HT |  | 75 | 0 | ACTUATOR,PNEUMATIC,SPRING RETURN,HIGH TEMP SEAL,MC105S5 | 1372.86 | 11.95 | 10.43 | 4.72 | 5.38 | 1 |  |  |  | 697988699793 | 69798869979 | https://www.milwaukeevalve.com/wp-content/uploads/spec-sheets/MCSeriesPneumatic.pdf | https://www.milwaukeevalve.com/wp-content/uploads/ioms/MCSeriesPneumaticIOMNewSeries.pdf |  | 06/14/16
ACT722 | MC105SC |  | MC SERIES | MC105SC |  | 75 | 0 | SPRING CARTRIDGE FOR MC105 | 37.03 | 0.1 | 0 | 0 | 0 | 1 |  |  |  | 697988710276 | 69798871027 | https://www.milwaukeevalve.com/wp-content/uploads/spec-sheets/MCSeriesPneumatic.pdf | https://www.milwaukeevalve.com/wp-content/uploads/ioms/MCSeriesPneumaticIOMNewSeries.pdf |  | 09/06/17
ACT722 | MC1260 |  | MC SERIES | MC1260 |  | 75 | 0 | ACTUATOR,PNEUMATIC,DOUBLE ACTING,MC1260 | 4668.46 | 87.2 | 21.5 | 9.7 | 11.26 | 1 |  |  |  | 697988688490 | 69798868849 | https://www.milwaukeevalve.com/wp-content/uploads/spec-sheets/MCSeriesPneumatic.pdf | https://www.milwaukeevalve.com/wp-content/uploads/ioms/MCSeriesPneumaticIOMNewSeries.pdf |  | 02/19/15
ACT722 | MC1260RK |  | MC SERIES | MC1260RK |  | 75 | 0 | MC1260RK O-RING SKATES BEARING | 507.24 | 0.21 | 0 | 0 | 0 | 1 |  |  |  | 697988698161 | 69798869816 | https://www.milwaukeevalve.com/wp-content/uploads/spec-sheets/MCSeriesPneumatic.pdf | https://www.milwaukeevalve.com/wp-content/uploads/ioms/MCSeriesPneumaticIOMNewSeries.pdf |  | 03/14/16
ACT722 | MC1260RKHT |  | MC SERIES | MC1260RKHT |  | 75 | 0 | MC1260RKHT HI TEMP REPAIR KIT | 848.36 | 0.21 | 0 | 0 | 0 | 1 |  |  |  | 697988713284 | 69798871328 | https://www.milwaukeevalve.com/wp-content/uploads/spec-sheets/MCSeriesPneumatic.pdf | https://www.milwaukeevalve.com/wp-content/uploads/ioms/MCSeriesPneumaticIOMNewSeries.pdf |  | 01/24/18
ACT722 | MC1260S5 |  | MC SERIES | MC1260S5 |  | 75 | 0 | ACTUATOR,PNEUMATIC,SPRING RETURN,MC1260S5 | 5511.43 | 104.7 | 21.5 | 9.7 | 11.26 | 1 |  |  |  | 697988688827 | 69798868882 | https://www.milwaukeevalve.com/wp-content/uploads/spec-sheets/MCSeriesPneumatic.pdf | https://www.milwaukeevalve.com/wp-content/uploads/ioms/MCSeriesPneumaticIOMNewSeries.pdf |  | 02/19/15
ACT722 | MC157 |  | MC SERIES | MC157 |  | 75 | 0 | ACTUATOR,PNEUMATIC,DOUBLE ACTING,MC157 | 1148.85 | 13.25 | 10.67 | 5.16 | 6.06 | 1 |  |  |  | 697988688438 | 69798868843 | https://www.milwaukeevalve.com/wp-content/uploads/spec-sheets/MCSeriesPneumatic.pdf | https://www.milwaukeevalve.com/wp-content/uploads/ioms/MCSeriesPneumaticIOMNewSeries.pdf |  | 02/19/15
ACT722 | MC157RK |  | MC SERIES | MC157RK |  | 75 | 0 | MC157RK O-RINGS SKATES BEARING,REPAIR KIT | 175.6 | 0.21 | 0 | 0 | 0 | 1 |  |  |  | 697988703049 | 69798870304 | https://www.milwaukeevalve.com/wp-content/uploads/spec-sheets/MCSeriesPneumatic.pdf | https://www.milwaukeevalve.com/wp-content/uploads/ioms/MCSeriesPneumaticIOMNewSeries.pdf |  | 10/21/16
ACT722 | MC157S3 |  | MC SERIES | MC157S3 |  | 75 | 0 | SPG.RET.PNEU,ACTR-MC157S3 | 816.8 | 15 | 0 | 0 | 0 | 1 |  |  |  | 697988731608 | 69798873160 | https://www.milwaukeevalve.com/wp-content/uploads/spec-sheets/MCSeriesPneumatic.pdf | https://www.milwaukeevalve.com/wp-content/uploads/ioms/MCSeriesPneumaticIOMNewSeries.pdf |  | 09/20/19
ACT722 | MC157S3-FO |  | MC SERIES | MC157S3-FO |  | 75 | 0 | SPG.RET.PNEU,ACTR-MC157S3-FO | 816.8 | 0 | 0 | 0 | 0 | 1 |  |  |  | 697988731592 | 69798873159 | https://www.milwaukeevalve.com/wp-content/uploads/spec-sheets/MCSeriesPneumatic.pdf | https://www.milwaukeevalve.com/wp-content/uploads/ioms/MCSeriesPneumaticIOMNewSeries.pdf |  | 09/20/19
ACT722 | MC157S4 |  | MC SERIES | MC157S4 |  | 75 | 0 | ACTUATOR,PNEUMATIC,SPRING RETURN,MC157S4 | 1361.34 | 15 | 10.67 | 5.16 | 6.06 | 1 |  |  |  | 697988693340 | 69798869334 | https://www.milwaukeevalve.com/wp-content/uploads/spec-sheets/MCSeriesPneumatic.pdf | https://www.milwaukeevalve.com/wp-content/uploads/ioms/MCSeriesPneumaticIOMNewSeries.pdf |  | 06/01/15
ACT722 | MC157S4HT |  | MC SERIES | MC157S4HT |  | 75 | 0 | ACTUATOR,PNEUMATIC,SPRING RETURN,HIGH-TEMP,MC157S4HT | 1703.82 | 14.6 | 10.67 | 5.16 | 6.06 | 1 |  |  |  | 697988692626 | 69798869262 | https://www.milwaukeevalve.com/wp-content/uploads/spec-sheets/MCSeriesPneumatic.pdf | https://www.milwaukeevalve.com/wp-content/uploads/ioms/MCSeriesPneumaticIOMNewSeries.pdf |  | 04/30/15
ACT722 | MC157S5 |  | MC SERIES | MC157S5 |  | 75 | 0 | ACTUATOR,PNEUMATIC,SPRING RETURN,MC157S5 | 1361.34 | 14.75 | 10.67 | 5.16 | 6.06 | 1 |  |  |  | 697988688759 | 69798868875 | https://www.milwaukeevalve.com/wp-content/uploads/spec-sheets/MCSeriesPneumatic.pdf | https://www.milwaukeevalve.com/wp-content/uploads/ioms/MCSeriesPneumaticIOMNewSeries.pdf |  | 02/19/15
ACT722 | MC157S5HT |  | MC SERIES | MC157S5HT |  | 75 | 0 | ACTUATOR,PNEUMATIC,SPRING RETURN,MC157S5,HIGH TEMP SEAL | 1608.35 | 14.6 | 10.67 | 5.16 | 6.06 | 1 |  |  |  | 697988707023 | 69798870702 | https://www.milwaukeevalve.com/wp-content/uploads/spec-sheets/MCSeriesPneumatic.pdf | https://www.milwaukeevalve.com/wp-content/uploads/ioms/MCSeriesPneumaticIOMNewSeries.pdf |  | 05/09/17
ACT722 | MC157SC |  | MC SERIES | MC157SC |  | 75 | 0 | SPRING CARTRIDGE FOR ACTUATOR,PNEUMATIC,DOUBLE ACTING,MC157 | 47.94 | 0.16 | 0 | 0 | 0 | 1 |  |  |  | 697988714694 | 69798871469 | https://www.milwaukeevalve.com/wp-content/uploads/spec-sheets/MCSeriesPneumatic.pdf | https://www.milwaukeevalve.com/wp-content/uploads/ioms/MCSeriesPneumaticIOMNewSeries.pdf |  | 03/12/18
ACT722 | MC1831 |  | MC SERIES | MC1831 |  | 75 | 0 | ACTUATOR,PNEUMATIC,DOUBLE ACTING,MC1831 | 9887.51 | 124 | 25.28 | 11.42 | 12.64 | 1 |  |  |  | 697988688506 | 69798868850 | https://www.milwaukeevalve.com/wp-content/uploads/spec-sheets/MCSeriesPneumatic.pdf | https://www.milwaukeevalve.com/wp-content/uploads/ioms/MCSeriesPneumaticIOMNewSeries.pdf |  | 02/19/15
ACT722 | MC1831S5 |  | MC SERIES | MC1831S5 |  | 75 | 0 | ACTUATOR,PNEUMATIC,DOUBLE ACTING,MC1831S5 | 13349.3 | 149 | 25.28 | 11.42 | 12.64 | 1 |  |  |  | 697988688834 | 69798868883 | https://www.milwaukeevalve.com/wp-content/uploads/spec-sheets/MCSeriesPneumatic.pdf | https://www.milwaukeevalve.com/wp-content/uploads/ioms/MCSeriesPneumaticIOMNewSeries.pdf |  | 02/19/15
ACT722 | MC20 |  | MC SERIES | MC20 |  | 75 | 0 | ACTUATOR,PNEUMATIC,DOUBLE ACTING,MC20 | 467.79 | 3 | 5.79 | 3.15 | 3.62 | 1 |  |  |  | 697988688384 | 69798868838 | https://www.milwaukeevalve.com/wp-content/uploads/spec-sheets/MCSeriesPneumatic.pdf | https://www.milwaukeevalve.com/wp-content/uploads/ioms/MCSeriesPneumaticIOMNewSeries.pdf |  | 02/19/15
ACT722 | MC20RK |  | MC SERIES | MC20RK |  | 75 | 0 | REPAIR KIT,MC20,O-RINGS,SKATES,BEARINGS | 78.03 | 0.21 | 0 | 0 | 0 | 1 |  |  |  | 697988692053 | 69798869205 | https://www.milwaukeevalve.com/wp-content/uploads/spec-sheets/MCSeriesPneumatic.pdf | https://www.milwaukeevalve.com/wp-content/uploads/ioms/MCSeriesPneumaticIOMNewSeries.pdf |  | 04/06/15
ACT722 | MC20S5 |  | MC SERIES | MC20S5 |  | 75 | 0 | ACTUATOR,PNEUMATIC,SPRING RETURN,MC20S5 | 594.48 | 3.3 | 5.79 | 3.15 | 3.62 | 1 |  |  |  | 697988688612 | 69798868861 | https://www.milwaukeevalve.com/wp-content/uploads/spec-sheets/MCSeriesPneumatic.pdf | https://www.milwaukeevalve.com/wp-content/uploads/ioms/MCSeriesPneumaticIOMNewSeries.pdf |  | 02/19/15
ACT722 | MC237 |  | MC SERIES | MC237 |  | 75 | 0 | ACTUATOR,PNEUMATIC,DOUBLE ACTING,MC237 | 1498.84 | 21 | 12.28 | 5.87 | 7.32 | 1 |  |  |  | 697988688445 | 69798868844 | https://www.milwaukeevalve.com/wp-content/uploads/spec-sheets/MCSeriesPneumatic.pdf | https://www.milwaukeevalve.com/wp-content/uploads/ioms/MCSeriesPneumaticIOMNewSeries.pdf |  | 02/19/15
ACT722 | MC237RK |  | MC SERIES | MC237RK |  | 75 | 0 | MC237RK O-RINGS SKATES BEARING | 185.35 | 0.21 | 0 | 0 | 0 | 1 |  |  |  | 697988695870 | 69798869587 | https://www.milwaukeevalve.com/wp-content/uploads/spec-sheets/MCSeriesPneumatic.pdf | https://www.milwaukeevalve.com/wp-content/uploads/ioms/MCSeriesPneumaticIOMNewSeries.pdf |  | 11/09/15
ACT722 | MC237S3 |  | MC SERIES | MC237S3 |  | 75 | 0 | SPG.RET.PNEU,ACTR-MC237S3 | 1032.2 | 0 | 0 | 0 | 0 | 1 |  |  |  | 697988731585 | 69798873158 | https://www.milwaukeevalve.com/wp-content/uploads/spec-sheets/MCSeriesPneumatic.pdf | https://www.milwaukeevalve.com/wp-content/uploads/ioms/MCSeriesPneumaticIOMNewSeries.pdf |  | 09/20/19
ACT722 | MC237S3-FO |  | MC SERIES | MC237S3-FO |  | 75 | 0 | SPG.RET.PNEU,ACTR-MC237S3-FO | 1032.2 | 23.5 | 0 | 0 | 0 | 1 |  |  |  | 697988731615 | 69798873161 | https://www.milwaukeevalve.com/wp-content/uploads/spec-sheets/MCSeriesPneumatic.pdf | https://www.milwaukeevalve.com/wp-content/uploads/ioms/MCSeriesPneumaticIOMNewSeries.pdf |  | 09/20/19
ACT722 | MC237S4 |  | MC SERIES | MC237S4 |  | 75 | 0 | ACTUATOR,PNEUMATIC,SPRING RETURN,MC237S4 | 1720.34 | 23.5 | 12.28 | 5.87 | 7.32 | 1 |  |  |  | 697988702905 | 69798870290 | https://www.milwaukeevalve.com/wp-content/uploads/spec-sheets/MCSeriesPneumatic.pdf | https://www.milwaukeevalve.com/wp-content/uploads/ioms/MCSeriesPneumaticIOMNewSeries.pdf |  | 10/14/16
ACT722 | MC237S5 |  | MC SERIES | MC237S5 |  | 75 | 0 | ACTUATOR,PNEUMATIC,SPRING RETURN,MC237S5 | 1720.34 | 23.5 | 12.28 | 5.87 | 7.32 | 1 |  |  |  | 697988688773 | 69798868877 | https://www.milwaukeevalve.com/wp-content/uploads/spec-sheets/MCSeriesPneumatic.pdf | https://www.milwaukeevalve.com/wp-content/uploads/ioms/MCSeriesPneumaticIOMNewSeries.pdf |  | 02/19/15
ACT722 | MC237S5HT |  | MC SERIES | MC237S5HT |  | 75 | 0 | ACTUATOR,SPRING RETURN,PNEUMATIC,DOUBLE ACTING,HIGH TEMPERATURE | 2086.14 | 0 | 12.28 | 5.87 | 7.32 | 1 |  |  |  | 697988743632 | 69798874363 | https://www.milwaukeevalve.com/wp-content/uploads/spec-sheets/MCSeriesPneumatic.pdf | https://www.milwaukeevalve.com/wp-content/uploads/ioms/MCSeriesPneumaticIOMNewSeries.pdf |  | 08/24/20
ACT722 | MC237SC |  | MC SERIES | MC237SC |  | 75 | 0 | REPAIR KIT,SPRING CLIP,FOR MC237 SERIES | 50.13 | 0.3 | 0 | 0 | 0 | 1 |  |  |  | 697988702912 | 69798870291 | https://www.milwaukeevalve.com/wp-content/uploads/spec-sheets/MCSeriesPneumatic.pdf | https://www.milwaukeevalve.com/wp-content/uploads/ioms/MCSeriesPneumaticIOMNewSeries.pdf |  | 10/14/16
ACT722 | MC2928 |  | MC SERIES | MC2928 |  | 75 | 0 | ACTUATOR,PNEUMATIC,DOUBLE ACTING,MC2928 | 11012.4 | 180 | 29.13 | 12.48 | 14.17 | 1 |  |  |  | 697988694101 | 69798869410 | https://www.milwaukeevalve.com/wp-content/uploads/spec-sheets/MCSeriesPneumatic.pdf | https://www.milwaukeevalve.com/wp-content/uploads/ioms/MCSeriesPneumaticIOMNewSeries.pdf |  | 07/29/15
ACT722 | MC2928S3 |  | MC SERIES | MC2928S3 |  | 75 | 0 | ACTUATOR,PNEUMATIC,SPRING RETURN,MC2928S3 (3 SPRING SETS) | 16092.07 | 222 | 29.13 | 12.48 | 14.17 | 1 |  |  |  | 697988700086 | 69798870008 | https://www.milwaukeevalve.com/wp-content/uploads/spec-sheets/MCSeriesPneumatic.pdf | https://www.milwaukeevalve.com/wp-content/uploads/ioms/MCSeriesPneumaticIOMNewSeries.pdf |  | 07/15/16
ACT722 | MC2928S4 |  | MC SERIES | MC2928S4 |  | 75 | 0 | ACTUATOR,PNEUMATIC,SPRING RETURN,MC2928S4 | 16092.09 | 222 | 29.13 | 12.48 | 14.17 | 1 |  |  |  | 697988727106 | 69798872710 | https://www.milwaukeevalve.com/wp-content/uploads/spec-sheets/MCSeriesPneumatic.pdf | https://www.milwaukeevalve.com/wp-content/uploads/ioms/MCSeriesPneumaticIOMNewSeries.pdf |  | 04/23/19
ACT722 | MC2928S5 |  | MC SERIES | MC2928S5 |  | 75 | 0 | ACTUATOR,PNEUMATIC,SPRING RETURN,MC2928S5 | 16092.09 | 222 | 29.13 | 12.48 | 14.17 | 1 |  |  |  | 697988688841 | 69798868884 | https://www.milwaukeevalve.com/wp-content/uploads/spec-sheets/MCSeriesPneumatic.pdf | https://www.milwaukeevalve.com/wp-content/uploads/ioms/MCSeriesPneumaticIOMNewSeries.pdf |  | 02/19/15
ACT722 | MC2928SC |  | MC SERIES | MC2928SC |  | 75 | 0 | SPRING CARTRIDGE FOR ACTUATOR,PNEUMATIC,DOUBLE ACTING,MC2928 | 357.43 | 3.85 | 0 | 0 | 0 | 1 |  |  |  | 697988727830 | 69798872783 | https://www.milwaukeevalve.com/wp-content/uploads/spec-sheets/MCSeriesPneumatic.pdf | https://www.milwaukeevalve.com/wp-content/uploads/ioms/MCSeriesPneumaticIOMNewSeries.pdf |  | 05/23/19
ACT722 | MC331 |  | MC SERIES | MC331 |  | 75 | 0 | ACTUATOR,PNEUMATIC,DOUBLE ACTING,MC331 | 1683.45 | 26.85 | 15.04 | 6.08 | 7.68 | 1 |  |  |  | 697988688452 | 69798868845 | https://www.milwaukeevalve.com/wp-content/uploads/spec-sheets/MCSeriesPneumatic.pdf | https://www.milwaukeevalve.com/wp-content/uploads/ioms/MCSeriesPneumaticIOMNewSeries.pdf |  | 02/19/15
ACT722 | MC331HT |  | MC SERIES | MC331HT |  | 75 | 0 | ACTUATOR,PNEUMATIC,DOUBLE ACTING,MC331,HIGH TEMP SEAL | 1967.77 | 26.85 | 15.04 | 6.08 | 7.68 | 1 |  |  |  | 697988703209 | 69798870320 | https://www.milwaukeevalve.com/wp-content/uploads/spec-sheets/MCSeriesPneumatic.pdf | https://www.milwaukeevalve.com/wp-content/uploads/ioms/MCSeriesPneumaticIOMNewSeries.pdf |  | 11/01/16
ACT722 | MC331RK |  | MC SERIES | MC331RK |  | 75 | 0 | MC331RK O-RINGS SKATES BEARING | 195.09 | 0.21 | 0 | 0 | 0 | 1 |  |  |  | 697988711211 | 69798871121 | https://www.milwaukeevalve.com/wp-content/uploads/spec-sheets/MCSeriesPneumatic.pdf | https://www.milwaukeevalve.com/wp-content/uploads/ioms/MCSeriesPneumaticIOMNewSeries.pdf |  | 10/23/17
ACT722 | MC331RKHT |  | MC SERIES | MC331RKHT |  | 75 | 0 | MC331RKHT O-RING SKATES BEARING | 443.63 | 0.21 | 0 | 0 | 0 | 1 |  |  |  | 697988713260 | 69798871326 | https://www.milwaukeevalve.com/wp-content/uploads/spec-sheets/MCSeriesPneumatic.pdf | https://www.milwaukeevalve.com/wp-content/uploads/ioms/MCSeriesPneumaticIOMNewSeries.pdf |  | 01/24/18
ACT722 | MC331S3 |  | MC SERIES | MC331S3 |  | 75 | 0 | ACTUATOR,PNEUMATIC,SPRING RETURN,MC331S3 | 1990.33 | 0 | 15.04 | 6.08 | 7.68 | 1 |  |  |  | 697988751835 | 69798875183 | https://www.milwaukeevalve.com/wp-content/uploads/spec-sheets/MCSeriesPneumatic.pdf | https://www.milwaukeevalve.com/wp-content/uploads/ioms/MCSeriesPneumaticIOMNewSeries.pdf |  | 08/05/21
ACT722 | MC331S4 |  | MC SERIES | MC331S4 |  | 75 | 0 | ACTUATOR,PNEUMATIC,SPRING RETURN,MC331S4 | 1990.33 | 30.35 | 15.04 | 6.08 | 7.68 | 1 |  |  |  | 697988717732 | 69798871773 | https://www.milwaukeevalve.com/wp-content/uploads/spec-sheets/MCSeriesPneumatic.pdf | https://www.milwaukeevalve.com/wp-content/uploads/ioms/MCSeriesPneumaticIOMNewSeries.pdf |  | 07/19/18
ACT722 | MC331S5 |  | MC SERIES | MC331S5 |  | 75 | 0 | ACTUATOR,PNEUMATIC,SPRING RETURN,MC331S5 | 1990.33 | 30.35 | 15.04 | 6.08 | 7.68 | 1 |  |  |  | 697988688780 | 69798868878 | https://www.milwaukeevalve.com/wp-content/uploads/spec-sheets/MCSeriesPneumatic.pdf | https://www.milwaukeevalve.com/wp-content/uploads/ioms/MCSeriesPneumaticIOMNewSeries.pdf |  | 02/19/15
ACT722 | MC331SC |  | MC SERIES | MC331SC |  | 75 | 0 | REPAIR KIT,SPRING CARTRIDGE,FOR MC331 SERIES | 58.84 | 0.3 | 0 | 0 | 0 | 1 |  |  |  | 697988716391 | 69798871639 | https://www.milwaukeevalve.com/wp-content/uploads/spec-sheets/MCSeriesPneumatic.pdf | https://www.milwaukeevalve.com/wp-content/uploads/ioms/MCSeriesPneumaticIOMNewSeries.pdf |  | 05/18/18
ACT722 | MC34 |  | MC SERIES | MC34 |  | 75 | 0 | ACTUATOR,PNEUMATIC,DOUBLE ACTING,MC34 | 560.06 | 4.65 | 6.69 | 3.5 | 4.24 | 1 |  |  |  | 697988688391 | 69798868839 | https://www.milwaukeevalve.com/wp-content/uploads/spec-sheets/MCSeriesPneumatic.pdf | https://www.milwaukeevalve.com/wp-content/uploads/ioms/MCSeriesPneumaticIOMNewSeries.pdf |  | 02/19/15
ACT722 | MC34RK |  | MC SERIES | MC34RK |  | 75 | 0 | MC105RK O-RINGS SKATES BEARING,REPAIR KIT | 117.04 | 0.21 | 0 | 0 | 0 | 1 |  |  |  | 697988703056 | 69798870305 | https://www.milwaukeevalve.com/wp-content/uploads/spec-sheets/MCSeriesPneumatic.pdf | https://www.milwaukeevalve.com/wp-content/uploads/ioms/MCSeriesPneumaticIOMNewSeries.pdf |  | 10/21/16
ACT722 | MC34RKHT |  | MC SERIES | MC34RK |  | 75 | 0 | MC105RK O-RINGS SKATES BEARING,HIGH TEMP REPAIR KIT | 229.6 | 0 | 0 | 0 | 0 | 1 |  |  |  | 697988728134 | 69798872813 | https://www.milwaukeevalve.com/wp-content/uploads/spec-sheets/MCSeriesPneumatic.pdf | https://www.milwaukeevalve.com/wp-content/uploads/ioms/MCSeriesPneumaticIOMNewSeries.pdf |  | 06/14/19
ACT722 | MC34S5 |  | MC SERIES | MC34S5 |  | 75 | 0 | ACTUATOR,PNEUMATIC,SPRING RETURN,MC34S5 | 651.94 | 5.05 | 6.69 | 3.5 | 4.24 | 1 |  |  |  | 697988688629 | 69798868862 | https://www.milwaukeevalve.com/wp-content/uploads/spec-sheets/MCSeriesPneumatic.pdf | https://www.milwaukeevalve.com/wp-content/uploads/ioms/MCSeriesPneumaticIOMNewSeries.pdf |  | 02/19/15
ACT722 | MC34S5HT |  | MC SERIES | MC34S5HT |  | 75 | 0 | ACTUATOR,PNEUMATIC,SPRING RETURN,MC34S5,HI-TEMP SEALS | 841.51 | 5.05 | 6.69 | 3.5 | 4.24 | 1 |  |  |  | 697988700024 | 69798870002 | https://www.milwaukeevalve.com/wp-content/uploads/spec-sheets/MCSeriesPneumatic.pdf | https://www.milwaukeevalve.com/wp-content/uploads/ioms/MCSeriesPneumaticIOMNewSeries.pdf |  | 07/12/16
ACT722 | MC34SC |  | MC SERIES | MC34SC |  | 75 | 0 | SELF CONT SPRING CARTRIDGE FOR MC34 | 28.34 | 0.02 | 0 | 0 | 0 | 1 |  |  |  | 697988700840 | 69798870084 | https://www.milwaukeevalve.com/wp-content/uploads/spec-sheets/MCSeriesPneumatic.pdf | https://www.milwaukeevalve.com/wp-content/uploads/ioms/MCSeriesPneumaticIOMNewSeries.pdf |  | 07/26/16
ACT722 | MC406 |  | MC SERIES | MC406 |  | 75 | 0 | ACTUATOR,PNEUMATIC,DOUBLE ACTING,MC406 | 2240.36 | 30.05 | 15.51 | 6.24 | 7.99 | 1 |  |  |  | 697988688469 | 69798868846 | https://www.milwaukeevalve.com/wp-content/uploads/spec-sheets/MCSeriesPneumatic.pdf | https://www.milwaukeevalve.com/wp-content/uploads/ioms/MCSeriesPneumaticIOMNewSeries.pdf |  | 02/19/15
ACT722 | MC406S5 |  | MC SERIES | MC406S5 |  | 75 | 0 | ACTUATOR,PNEUMATIC,SPRING RETURN,MC406S5 | 2685.35 | 34.55 | 15.51 | 6.24 | 7.99 | 1 |  |  |  | 697988688797 | 69798868879 | https://www.milwaukeevalve.com/wp-content/uploads/spec-sheets/MCSeriesPneumatic.pdf | https://www.milwaukeevalve.com/wp-content/uploads/ioms/MCSeriesPneumaticIOMNewSeries.pdf |  | 02/19/15
ACT722 | MC406SC |  | MC SERIES | MC406SC |  | 75 | 0 | SPRINGS FOR MC406 | 78.47 | 0.67 | 0 | 0 | 0 | 1 |  |  |  | 697988713796 | 69798871379 | https://www.milwaukeevalve.com/wp-content/uploads/spec-sheets/MCSeriesPneumatic.pdf | https://www.milwaukeevalve.com/wp-content/uploads/ioms/MCSeriesPneumaticIOMNewSeries.pdf |  | 02/13/18
ACT722 | MC48 |  | MC SERIES | MC48 |  | 75 | 0 | ACTUATOR,PNEUMATIC,DOUBLE ACTING,MC48 | 674.67 | 5.75 | 7.32 | 3.9 | 4.71 | 1 |  |  |  | 697988688407 | 69798868840 | https://www.milwaukeevalve.com/wp-content/uploads/spec-sheets/MCSeriesPneumatic.pdf | https://www.milwaukeevalve.com/wp-content/uploads/ioms/MCSeriesPneumaticIOMNewSeries.pdf |  | 02/19/15
ACT722 | MC48S4-FO |  | MC SERIES | MC48S4FO |  | 75 | 0 | ACTUATOR,PNEUMATIC,SPRING RETURN,MC48S4-FAIL OPEN | 956.37 | 6.25 | 7.32 | 3.9 | 4.71 | 1 |  |  |  | 697988720107 | 69798872010 | https://www.milwaukeevalve.com/wp-content/uploads/spec-sheets/MCSeriesPneumatic.pdf | https://www.milwaukeevalve.com/wp-content/uploads/ioms/MCSeriesPneumaticIOMNewSeries.pdf |  | 11/05/18
ACT722 | MC48S5 |  | MC SERIES | MC48S5 |  | 75 | 0 | ACTUATOR,PNEUMATIC,SPRING RETURN,MC48S5 | 844.38 | 6.25 | 7.32 | 3.9 | 4.71 | 1 |  |  |  | 697988688698 | 69798868869 | https://www.milwaukeevalve.com/wp-content/uploads/spec-sheets/MCSeriesPneumatic.pdf | https://www.milwaukeevalve.com/wp-content/uploads/ioms/MCSeriesPneumaticIOMNewSeries.pdf |  | 02/19/15
ACT722 | MC48S5-FO |  | MC SERIES | MC48S5FO |  | 75 | 0 | ACTUATOR,PNEUMATIC,SPRING RETURN,FAIL OPEN,MC48S5 | 844.38 | 6.34 | 7.32 | 3.9 | 4.71 | 1 |  |  |  | 697988727632 | 69798872763 | https://www.milwaukeevalve.com/wp-content/uploads/spec-sheets/MCSeriesPneumatic.pdf | https://www.milwaukeevalve.com/wp-content/uploads/ioms/MCSeriesPneumaticIOMNewSeries.pdf |  | 05/10/19
ACT722 | MC48SC |  | MC SERIES | MC48SC |  | 75 | 0 | SPRING CARTRIDGE FOR MC48 | 28.34 | 0.04 | 0 | 0 | 0 | 1 |  |  |  | 697988700857 | 69798870085 | https://www.milwaukeevalve.com/wp-content/uploads/spec-sheets/MCSeriesPneumatic.pdf | https://www.milwaukeevalve.com/wp-content/uploads/ioms/MCSeriesPneumaticIOMNewSeries.pdf |  | 07/26/16
ACT722 | MC633 |  | MC SERIES | MC633 |  | 75 | 0 | ACTUATOR,PNEUMATIC,DOUBLE ACTING,MC20 | 2800.44 | 45.05 | 18.11 | 7.26 | 8.98 | 1 |  |  |  | 697988688476 | 69798868847 | https://www.milwaukeevalve.com/wp-content/uploads/spec-sheets/MCSeriesPneumatic.pdf | https://www.milwaukeevalve.com/wp-content/uploads/ioms/MCSeriesPneumaticIOMNewSeries.pdf |  | 02/19/15
ACT722 | MC633HT |  | MC SERIES | MC633HT |  | 75 | 0 | ACTUATOR,PNEUMATIC,DOUBLE ACTING,HIGH TEMP SEAL,MC20 | 3397.86 | 45.05 | 18.11 | 7.26 | 8.98 | 1 |  |  |  | 697988699274 | 69798869927 | https://www.milwaukeevalve.com/wp-content/uploads/spec-sheets/MCSeriesPneumatic.pdf | https://www.milwaukeevalve.com/wp-content/uploads/ioms/MCSeriesPneumaticIOMNewSeries.pdf |  | 05/10/16
ACT722 | MC633RK |  | MC SERIES | MC633RK |  | 75 | 0 | O-RING/SKATES/BEARINGS | 360.94 | 0.21 | 0 | 0 | 0 | 1 |  |  |  | 697988732896 | 69798873289 | https://www.milwaukeevalve.com/wp-content/uploads/spec-sheets/MCSeriesPneumatic.pdf | https://www.milwaukeevalve.com/wp-content/uploads/ioms/MCSeriesPneumaticIOMNewSeries.pdf |  | 11/08/19
ACT722 | MC633RKHT |  | MC SERIES | MC633RKHT |  | 75 | 0 | MC633RKHT O-RING SKATES BEARING | 622.65 | 0.21 | 0 | 0 | 0 | 1 |  |  |  | 697988713277 | 69798871327 | https://www.milwaukeevalve.com/wp-content/uploads/spec-sheets/MCSeriesPneumatic.pdf | https://www.milwaukeevalve.com/wp-content/uploads/ioms/MCSeriesPneumaticIOMNewSeries.pdf |  | 01/24/18
ACT722 | MC633S4 |  | MC SERIES | MC633S4 |  | 75 | 0 | ACTUATOR,PNEUMATIC,SPRING RETURN,MC633S4 | 3251.16 | 0 | 18.11 | 7.26 | 8.98 | 1 |  |  |  | 697988732902 | 69798873290 | https://www.milwaukeevalve.com/wp-content/uploads/spec-sheets/MCSeriesPneumatic.pdf | https://www.milwaukeevalve.com/wp-content/uploads/ioms/MCSeriesPneumaticIOMNewSeries.pdf |  | 11/08/19
ACT722 | MC633S4-FO |  | MC SERIES | MC633S4FO |  | 75 | 0 | ACTUATOR,PNEUMATIC,SPRING RETURN,MC633S4,FAIL OPEN | 3251.16 | 0 | 18.11 | 7.26 | 8.98 | 1 |  |  |  | 697988746602 | 69798874660 | https://www.milwaukeevalve.com/wp-content/uploads/spec-sheets/MCSeriesPneumatic.pdf | https://www.milwaukeevalve.com/wp-content/uploads/ioms/MCSeriesPneumaticIOMNewSeries.pdf |  | 03/25/21
ACT722 | MC633S5 |  | MC SERIES | MC633S5 |  | 75 | 0 | ACTUATOR,PNEUMATIC,SPRING RETURN,MC633S5 | 3251.16 | 51.55 | 18.11 | 7.26 | 8.98 | 1 |  |  |  | 697988688803 | 69798868880 | https://www.milwaukeevalve.com/wp-content/uploads/spec-sheets/MCSeriesPneumatic.pdf | https://www.milwaukeevalve.com/wp-content/uploads/ioms/MCSeriesPneumaticIOMNewSeries.pdf |  | 02/19/15
ACT722 | MC633S5-FO |  | MC SERIES | MC633S5FO |  | 75 | 0 | ACTUATOR,PNEUMATIC,SPRING RETURN,MC633S5,FAIL OPEN | 3251.16 | 0 | 18.11 | 7.26 | 8.98 | 1 |  |  |  | 697988746527 | 69798874652 | https://www.milwaukeevalve.com/wp-content/uploads/spec-sheets/MCSeriesPneumatic.pdf | https://www.milwaukeevalve.com/wp-content/uploads/ioms/MCSeriesPneumaticIOMNewSeries.pdf |  | 03/23/21
ACT722 | MC633SC |  | MC SERIES | MC633SC |  | 75 | 0 | SPRING CLIP FOR MC633 | 98.06 | 1.75 | 0 | 0 | 0 | 1 |  |  |  | 697988733022 | 69798873302 | https://www.milwaukeevalve.com/wp-content/uploads/spec-sheets/MCSeriesPneumatic.pdf | https://www.milwaukeevalve.com/wp-content/uploads/ioms/MCSeriesPneumaticIOMNewSeries.pdf |  | 11/21/19
ACT722 | MC75 |  | MC SERIES | MC75 |  | 75 | 0 | ACTUATOR,PNEUMATIC,DOUBLE ACTING,MC75 | 792.37 | 7.65 | 8.35 | 4.43 | 5.08 | 1 |  |  |  | 697988688414 | 69798868841 | https://www.milwaukeevalve.com/wp-content/uploads/spec-sheets/MCSeriesPneumatic.pdf | https://www.milwaukeevalve.com/wp-content/uploads/ioms/MCSeriesPneumaticIOMNewSeries.pdf |  | 02/19/15
ACT722 | MC75RKHT |  | MC SERIES | MC75RKHT |  | 75 | 0 | MC75RKHT O-RING SKATES BEARING | 268.51 | 0 | 0 | 0 | 0 | 1 |  |  |  | 697988729087 | 69798872908 | https://www.milwaukeevalve.com/wp-content/uploads/spec-sheets/MCSeriesPneumatic.pdf | https://www.milwaukeevalve.com/wp-content/uploads/ioms/MCSeriesPneumaticIOMNewSeries.pdf |  | 08/14/19
ACT722 | MC75S4 |  | MC SERIES | MC75S4 |  | 75 | 0 | ACTUATOR,PNEUMATIC,SPRING RETURN,MC75S4 | 950.68 | 8.55 | 8.35 | 4.43 | 5.08 | 1 |  |  |  | 697988692633 | 69798869263 | https://www.milwaukeevalve.com/wp-content/uploads/spec-sheets/MCSeriesPneumatic.pdf | https://www.milwaukeevalve.com/wp-content/uploads/ioms/MCSeriesPneumaticIOMNewSeries.pdf |  | 04/30/15
ACT722 | MC75S5 |  | MC SERIES | MC75S5 |  | 75 | 0 | ACTUATOR,PNEUMATIC,SPRING RETURN,MC75S5 | 950.67 | 8.65 | 8.35 | 4.43 | 5.08 | 1 |  |  |  | 697988688711 | 69798868871 | https://www.milwaukeevalve.com/wp-content/uploads/spec-sheets/MCSeriesPneumatic.pdf | https://www.milwaukeevalve.com/wp-content/uploads/ioms/MCSeriesPneumaticIOMNewSeries.pdf |  | 02/19/15
ACT722 | MC75S5HT |  | MC SERIES | MC75S5HT |  | 75 | 0 | ACTUATOR,PNEUMATIC,SPRING RETURN,HIGH TEMP SEAL,MC75S5 | 1166.07 | 8.65 | 8.35 | 4.43 | 5.08 | 1 |  |  |  | 697988699809 | 69798869980 | https://www.milwaukeevalve.com/wp-content/uploads/spec-sheets/MCSeriesPneumatic.pdf | https://www.milwaukeevalve.com/wp-content/uploads/ioms/MCSeriesPneumaticIOMNewSeries.pdf |  | 06/14/16
ACT722 | MC75SC |  | MC SERIES | MC75SC |  | 75 | 0 | REPAIR KIT,SPRING CLIP,FOR MC75 | 37.03 | 0.08 | 0 | 0 | 0 | 1 |  |  |  | 697988701021 | 69798870102 | https://www.milwaukeevalve.com/wp-content/uploads/spec-sheets/MCSeriesPneumatic.pdf | https://www.milwaukeevalve.com/wp-content/uploads/ioms/MCSeriesPneumaticIOMNewSeries.pdf |  | 08/11/16
ACT722 | MCR1000I |  | MC SERIES | MCR1000I |  | 75 | 0 | ACTUATOR,ELECTRIC,REVERSIBLE ROTATION,120VAC | 2403.93 | 16.22 | 7 | 7 | 9.58 | 1 |  |  |  | 697988388291 | 69798838829 | https://www.milwaukeevalve.com/wp-content/uploads/spec-sheets/MCR100I200I300I.pdf | https://www.milwaukeevalve.com/wp-content/uploads/ioms/MCSeriesElectricActuatorIOM.pdf |  | 01/01/04
ACT722 | MCR1000I12VDC |  | MC SERIES | MCR1000I12VDC |  | 75 | 0 | ACTUATOR,ELECTRIC,REVERSIBLE ROTATION,12VDC | 2645.15 | 16.22 | 7 | 7 | 9.58 | 1 |  |  |  | 697988512085 | 69798851208 | https://www.milwaukeevalve.com/wp-content/uploads/spec-sheets/MCRMCRB400I675I1000I1500I.pdf | https://www.milwaukeevalve.com/wp-content/uploads/ioms/MCSeriesElectricActuatorIOM.pdf |  | 04/05/04
ACT722 | MCR1000I24VAC |  | MC SERIES | MCR1000I24VAC |  | 75 | 0 | ACTUATOR,ELECTRIC,REVERSIBLE ROTATION,24VAC | 2645.15 | 16.22 | 7 | 7 | 9.58 | 1 |  |  |  | 697988545052 | 69798854505 | https://www.milwaukeevalve.com/wp-content/uploads/spec-sheets/MCRMCRB400I675I1000I1500I.pdf | https://www.milwaukeevalve.com/wp-content/uploads/ioms/MCSeriesElectricActuatorIOM.pdf |  | 04/18/05
ACT722 | MCR100I |  | MC SERIES | MCR100I |  | 75 | 0 | ACTUATOR,ELECTRIC,REVERSIBLE ROTATION,120VAC | 795.54 | 8.78 | 0 | 0 | 0 | 1 |  |  |  | 697988488977 | 69798848897 | https://www.milwaukeevalve.com/wp-content/uploads/spec-sheets/MCR100I200I300I.pdf | https://www.milwaukeevalve.com/wp-content/uploads/ioms/MCSeriesElectricActuatorIOM.pdf |  | 01/01/04
ACT722 | MCR100I12VDC |  | MC SERIES | MCR100I12VDC |  | 75 | 0 | ACTUATOR,ELECTRIC,MCR100I 12VDC | 1128.7 | 16.2 | 0 | 0 | 0 | 1 |  |  |  | 697988728738 | 69798872873 | https://www.milwaukeevalve.com/wp-content/uploads/spec-sheets/MCR100I200I300I.pdf | https://www.milwaukeevalve.com/wp-content/uploads/ioms/MCSeriesElectricActuatorIOM.pdf |  | 07/31/19
ACT722 | MCR100I-1S |  | MC SERIES | MCR100I1S |  | 75 | 0 | ACTUATOR,ELECTRIC,REVERSIBLE ROTATION,1 SWITCH,120VAC | 919.02 | 16.22 | 0 | 0 | 0 | 1 |  |  |  | 697988505797 | 69798850579 | https://www.milwaukeevalve.com/wp-content/uploads/spec-sheets/MCR100I200I300I.pdf | https://www.milwaukeevalve.com/wp-content/uploads/ioms/MCSeriesElectricActuatorIOM.pdf |  | 11/13/03
ACT722 | MCR100I24VDC |  | MC SERIES | MCR100I24VDC |  | 75 | 0 | ACTUATOR,ELECTRIC,REVERSIBLE ROTATION,24VDC | 893.85 | 16.22 | 0 | 0 | 0 | 1 |  |  |  | 697988665101 | 69798866510 | https://www.milwaukeevalve.com/wp-content/uploads/spec-sheets/MCR100I200I300I.pdf | https://www.milwaukeevalve.com/wp-content/uploads/ioms/MCSeriesElectricActuatorIOM.pdf |  | 03/19/13
ACT722 | MCR100I-2S |  | MC SERIES | MCR100I2S |  | 75 | 0 | ACTUATOR,ELECTRIC,REVERSIBLE ROTATION,2 SWITCHES,120VAC | 1039.68 | 16.22 | 0 | 0 | 0 | 1 |  |  |  | 697988588912 | 69798858891 | https://www.milwaukeevalve.com/wp-content/uploads/spec-sheets/MCR100I200I300I.pdf | https://www.milwaukeevalve.com/wp-content/uploads/ioms/MCSeriesElectricActuatorIOM.pdf |  | 04/16/07
ACT722 | MCR100IHT |  | MC SERIES | MCR100IHT |  | 75 | 0 | ACTUATOR,ELECTRIC,REVERSIBLE ROTATION,HEATER THERMOSTAT,120VAC | 1157.44 | 5.16 | 0 | 0 | 0 | 1 |  |  |  | 697988547605 | 69798854760 | https://www.milwaukeevalve.com/wp-content/uploads/spec-sheets/MCR100I200I300I.pdf | https://www.milwaukeevalve.com/wp-content/uploads/ioms/MCSeriesElectricActuatorIOM.pdf |  | 01/01/04
ACT722 | MCR200I |  | MC SERIES | MCR200I |  | 75 | 0 | ACTUATOR,ELECTRIC,REVERSIBLE ROTATION,120VAC | 916.18 | 7.54 | 0 | 0 | 0 | 1 |  |  |  | 697988388345 | 69798838834 | https://www.milwaukeevalve.com/wp-content/uploads/spec-sheets/MCR100I200I300I.pdf | https://www.milwaukeevalve.com/wp-content/uploads/ioms/MCSeriesElectricActuatorIOM.pdf |  | 01/01/04
ACT722 | MCR200I12VDCHT |  | MC SERIES | MCR200I12VDCHT |  | 75 | 0 | ACTUATOR,ELECTRIC,REVERSIBLE ROTATION,HEATER THERMOSTAT,12VDC | 1490.6 | 16.22 | 0 | 0 | 0 | 1 |  |  |  | 697988659865 | 69798865986 | https://www.milwaukeevalve.com/wp-content/uploads/spec-sheets/MCR100I200I300I.pdf | https://www.milwaukeevalve.com/wp-content/uploads/ioms/MCSeriesElectricActuatorIOM.pdf |  | 10/29/12
ACT722 | MCR200I230VAC |  | MC SERIES | MCR200I230VAC |  | 75 | 0 | ACTUATOR,ELECTRIC,REVERSIBLE ROTATION,230VAC | 1424.55 | 16.22 | 0 | 0 | 0 | 1 |  |  |  | 697988659544 | 69798865954 | https://www.milwaukeevalve.com/wp-content/uploads/spec-sheets/MCR100I200I300I.pdf | https://www.milwaukeevalve.com/wp-content/uploads/ioms/MCSeriesElectricActuatorIOM.pdf |  | 10/10/12
ACT722 | MCR200I24VAC |  | MC SERIES | MCR200I24VAC |  | 75 | 0 | ACTUATOR,ELECTRIC,REVERSIBLE ROTATION,24VAC | 1128.7 | 6.26 | 0 | 0 | 0 | 1 |  |  |  | 697988492721 | 69798849272 | https://www.milwaukeevalve.com/wp-content/uploads/spec-sheets/MCR100I200I300I.pdf | https://www.milwaukeevalve.com/wp-content/uploads/ioms/MCSeriesElectricActuatorIOM.pdf |  | 01/01/04
ACT722 | MCR200I24VAC2S |  | MC SERIES | MCR200I24VAC2S |  | 75 | 0 | ACTUATOR,ELECTRIC,REVERSIBLE ROTATION,24VAC,2 SWITCHES | 1372.85 | 16.22 | 0 | 0 | 0 | 1 |  |  |  | 697988698697 | 69798869869 | https://www.milwaukeevalve.com/wp-content/uploads/spec-sheets/MCR100I200I300I.pdf | https://www.milwaukeevalve.com/wp-content/uploads/ioms/MCSeriesElectricActuatorIOM.pdf |  | 04/19/16
ACT722 | MCR200I24VACHT |  | MC SERIES | MCR200I24VACHT |  | 75 | 0 | ACTUATOR,ELECTRIC,REVERSIBLE ROTATION,HEATER THERMOSTAT,24VAC | 1490.6 | 16.22 | 0 | 0 | 0 | 1 |  |  |  | 697988619364 | 69798861936 | https://www.milwaukeevalve.com/wp-content/uploads/spec-sheets/MCR100I200I300I.pdf | https://www.milwaukeevalve.com/wp-content/uploads/ioms/MCSeriesElectricActuatorIOM.pdf |  | 09/03/09
ACT722 | MCR200I24VDC |  | MC SERIES | MCR200I24VDC |  | 75 | 0 | ACTUATOR,ELECTRIC,REVERSIBLE ROTATION,24VDC | 1128.7 | 16.22 | 0 | 0 | 0 | 1 |  |  |  | 697988388444 | 69798838844 | https://www.milwaukeevalve.com/wp-content/uploads/spec-sheets/MCR100I200I300I.pdf | https://www.milwaukeevalve.com/wp-content/uploads/ioms/MCSeriesElectricActuatorIOM.pdf |  | 01/01/04
ACT722 | MCR200ICVP1TXHT |  | MC SERIES | MCR200ICVP1TXHT |  | 75 | 0 | ACTUATOR,ELECTRIC,REVERSIBLE ROTATION,VALVE POSITIONR,1-K POT,POSIT TRANSMITTER,HEATER THERMO,230VAC | 4972.15 | 15.5 | 0 | 0 | 0 | 1 |  |  |  | 697988672963 | 69798867296 | https://www.milwaukeevalve.com/wp-content/uploads/spec-sheets/MCR100I200I300I.pdf | https://www.milwaukeevalve.com/wp-content/uploads/ioms/MCSeriesElectricActuatorIOM.pdf |  | 11/07/13
ACT722 | MCR200IN4724VDC |  | MC SERIES | MCR200IN4724VDC |  | 75 | 0 | ACTUATOR,ELECTRIC,REVERSIBLE ROTATION,NEMA 4/7,24VDC | 1685.87 | 16.22 | 0 | 0 | 0 | 1 |  |  |  | 697988619487 | 69798861948 | https://www.milwaukeevalve.com/wp-content/uploads/spec-sheets/MCR100I200I300I.pdf | https://www.milwaukeevalve.com/wp-content/uploads/ioms/MCSeriesElectricActuatorIOM.pdf |  | 09/18/09
ACT722 | MCR200IN7 |  | MC SERIES | MCR200IN7 |  | 75 | 0 | ACTUATOR,ELECTRIC,REVERSIBLE ROTATION,NEMA 4/7,120VAC | 1473.37 | 16.22 | 0 | 0 | 0 | 1 |  |  |  | 697988388390 | 69798838839 | https://www.milwaukeevalve.com/wp-content/uploads/spec-sheets/MCR100I200I300I.pdf | https://www.milwaukeevalve.com/wp-content/uploads/ioms/MCSeriesElectricActuatorIOM.pdf |  | 01/01/04
ACT722 | MCR200ITX |  | MC SERIES | MCR200ITX |  | 75 | 0 | ACTUATOR,ELECTRIC,REVERSIBLE ROTATION,POSITION TRANSMITTER,120VAC | 1952.99 | 16.22 | 0 | 0 | 0 | 1 |  |  |  | 697988622043 | 69798862204 | https://www.milwaukeevalve.com/wp-content/uploads/spec-sheets/MCR100I200I300I.pdf | https://www.milwaukeevalve.com/wp-content/uploads/ioms/MCSeriesElectricActuatorIOM.pdf |  | 11/30/09
ACT722 | MCR200IVP1 |  | MC SERIES | MCR200IVP1 |  | 75 | 0 | ACTUATOR,ELECTRIC,REVERSIBLE ROTATION,VALVE POSITIONER,1-K POT,120VAC | 3136.27 | 9.5 | 0 | 0 | 0 | 1 |  |  |  | 697988388413 | 69798838841 | https://www.milwaukeevalve.com/wp-content/uploads/spec-sheets/MCR100I200I300I.pdf | https://www.milwaukeevalve.com/wp-content/uploads/ioms/MCSeriesElectricActuatorIOM.pdf |  | 01/01/04
ACT722 | MCR200IVP1TX |  | MC SERIES | MCR200IVP1TX |  | 75 | 0 | ACTUATOR,ELECTRIC,REVERSIBLE ROTATION,VALVE PORITIONER,POSITION TRANSMITTER,120VAC | 4173.06 | 16.22 | 0 | 0 | 0 | 1 |  |  |  | 697988538566 | 69798853856 | https://www.milwaukeevalve.com/wp-content/uploads/spec-sheets/MCR100I200I300I.pdf | https://www.milwaukeevalve.com/wp-content/uploads/ioms/MCSeriesElectricActuatorIOM.pdf |  | 09/15/04
ACT722 | MCR224VACVP1TX |  | MC SERIES | MCR224VACVP1TX |  | 75 | 0 | ACTUATOR,ELECTRIC,REVERSIBLE ROTATION,VALVE POSITIONER,1-K POT,POSITION TRANSMITTER,24VAC | 4845.13 | 16.22 | 0 | 0 | 0 | 1 |  |  |  | 697988628113 | 69798862811 | https://www.milwaukeevalve.com/wp-content/uploads/spec-sheets/MCR100I200I300I.pdf | https://www.milwaukeevalve.com/wp-content/uploads/ioms/MCSeriesElectricActuatorIOM.pdf |  | 03/10/10
ACT722 | MCR300I |  | MC SERIES | MCR300I |  | 75 | 0 | ACTUATOR,ELECTRIC,REVERSIBLE ROTATION,120VAC | 1183.29 | 7.58 | 0 | 0 | 0 | 1 |  |  |  | 697988387201 | 69798838720 | https://www.milwaukeevalve.com/wp-content/uploads/spec-sheets/MCR100I200I300I.pdf | https://www.milwaukeevalve.com/wp-content/uploads/ioms/MCSeriesElectricActuatorIOM.pdf |  | 01/01/04
ACT722 | MCR300I1 |  | MC SERIES | MCR300I1 |  | 75 | 0 | ACTUATOR,ELECTRIC,REVERSIBLE ROTATION,120VAC,W/1K POT | 1642.78 | 16.22 | 0 | 0 | 0 | 1 |  |  |  | 697988701977 | 69798870197 | https://www.milwaukeevalve.com/wp-content/uploads/spec-sheets/MCR100I200I300I.pdf | https://www.milwaukeevalve.com/wp-content/uploads/ioms/MCSeriesElectricActuatorIOM.pdf |  | 09/08/16
ACT722 | MCR300I230V |  | MC SERIES | MCR300I230V |  | 75 | 0 | ACTUATOR,ELECTRIC,REVERSIBLE ROTATION,230VAC | 1424.55 | 7.6 | 0 | 0 | 0 | 1 |  |  |  | 697988547919 | 69798854791 | https://www.milwaukeevalve.com/wp-content/uploads/spec-sheets/MCR100I200I300I.pdf | https://www.milwaukeevalve.com/wp-content/uploads/ioms/MCSeriesElectricActuatorIOM.pdf |  | 01/01/04
ACT722 | MCR300I-24VAC |  | MC SERIES | MCR300I24VAC |  | 75 | 0 | ACTUATOR,ELECTRIC,REVERSIBLE ROTATION,24VAC | 1424.55 | 16.22 | 0 | 0 | 0 | 1 |  |  |  | 697988388468 | 69798838846 | https://www.milwaukeevalve.com/wp-content/uploads/spec-sheets/MCR100I200I300I.pdf | https://www.milwaukeevalve.com/wp-content/uploads/ioms/MCSeriesElectricActuatorIOM.pdf |  | 01/01/04
ACT722 | MCR300I-24VDC |  | MC SERIES | MCR300I24VDC |  | 75 | 0 | ACTUATOR,ELECTRIC,REVERSIBLE ROTATION,24VDC | 1424.55 | 16.22 | 0 | 0 | 0 | 1 |  |  |  | 697988388475 | 69798838847 | https://www.milwaukeevalve.com/wp-content/uploads/spec-sheets/MCR100I200I300I.pdf | https://www.milwaukeevalve.com/wp-content/uploads/ioms/MCSeriesElectricActuatorIOM.pdf |  | 01/01/04
ACT722 | MCR300I2S |  | MC SERIES | MCR300I2S |  | 75 | 0 | ACTUATOR,ELECTRIC,REVERSIBLE ROTATION,2 SWITCHES,120VAC | 1427.4 | 16.22 | 0 | 0 | 0 | 1 |  |  |  | 697988388567 | 69798838856 | https://www.milwaukeevalve.com/wp-content/uploads/spec-sheets/MCR100I200I300I.pdf | https://www.milwaukeevalve.com/wp-content/uploads/ioms/MCSeriesElectricActuatorIOM.pdf |  | 01/01/04
ACT722 | MCR300IHT |  | MC SERIES | MCR300IHT |  | 75 | 0 | ACTUATOR,ELECTRIC,REVERSIBLE ROTATION,HEATER TRANSMITTER,120VAC | 1545.16 | 16.22 | 0 | 0 | 0 | 1 |  |  |  | 697988388499 | 69798838849 | https://www.milwaukeevalve.com/wp-content/uploads/spec-sheets/MCR100I200I300I.pdf | https://www.milwaukeevalve.com/wp-content/uploads/ioms/MCSeriesElectricActuatorIOM.pdf |  | 01/01/04
ACT722 | MCR300IN4724VDC |  | MC SERIES | MCR300IN4724VDC |  | 75 | 0 | ACTUATOR,ELECTRIC,REVERSIBLE ROTATION,NEMA 4/7,24VDC | 1740.47 | 16.22 | 0 | 0 | 0 | 1 |  |  |  | 697988619494 | 69798861949 | https://www.milwaukeevalve.com/wp-content/uploads/spec-sheets/MCR100I200I300I.pdf | https://www.milwaukeevalve.com/wp-content/uploads/ioms/MCSeriesElectricActuatorIOM.pdf |  | 09/18/09
ACT722 | MCR300IVP1HT |  | MC SERIES | MCR300IVP1HT |  | 75 | 0 | ACTUATOR,ELECTRIC,REVERSIBLE ROTATION,VALVE POSITIONER,1-K POT,HEATER THERMOSTAT,120VAC | 3765.24 | 16.22 | 0 | 0 | 0 | 1 |  |  |  | 697988539082 | 69798853908 | https://www.milwaukeevalve.com/wp-content/uploads/spec-sheets/MCR100I200I300I.pdf | https://www.milwaukeevalve.com/wp-content/uploads/ioms/MCSeriesElectricActuatorIOM.pdf |  | 10/01/04
ACT722 | MCR300IVP1TX |  | MC SERIES | MCR300IVP1TX |  | 75 | 0 | ACTUATOR,ELECTRIC,REVERSIBLE ROTATION,VALVE POSITIONER,1-K POT,POSITION TRANSMITTER,120VAC | 4440.15 | 16.22 | 0 | 0 | 0 | 1 |  |  |  | 697988492882 | 69798849288 | https://www.milwaukeevalve.com/wp-content/uploads/spec-sheets/MCR100I200I300I.pdf | https://www.milwaukeevalve.com/wp-content/uploads/ioms/MCSeriesElectricActuatorIOM.pdf |  | 01/01/04
ACT722 | MCR675I |  | MC SERIES | MCR675I |  | 75 | 0 | ACTUATOR,ELECTRIC,REVERSIBLE ROTATION,120VAC | 1996.05 | 14.1 | 7 | 7 | 9.58 | 1 |  |  |  | 697988388574 | 69798838857 | https://www.milwaukeevalve.com/wp-content/uploads/spec-sheets/MCRMCRB400I675I1000I1500I.pdf | https://www.milwaukeevalve.com/wp-content/uploads/ioms/MCSeriesElectricActuatorIOM.pdf |  | 01/01/04
ACT722 | MCR675I24VAC2S |  | MC SERIES | MCR675I24VAC2S |  | 75 | 0 | ACTUATOR,ELECTRIC,REVERSIBLE ROTATION,24VAC,2 SWITCHES | 2449.88 | 13.08 | 7 | 7 | 9.58 | 1 |  |  |  | 697988698703 | 69798869870 | https://www.milwaukeevalve.com/wp-content/uploads/spec-sheets/MCRMCRB400I675I1000I1500I.pdf | https://www.milwaukeevalve.com/wp-content/uploads/ioms/MCSeriesElectricActuatorIOM.pdf |  | 04/19/16
ACT722 | MCR675I-24VDC |  | MC SERIES | MCR675I24VDC |  | 75 | 0 | ACTUATOR,ELECTRIC,REVERSIBLE ROTATION,24VDC | 2205.72 | 14 | 7 | 7 | 9.58 | 1 |  |  |  | 697988384132 | 69798838413 | https://www.milwaukeevalve.com/wp-content/uploads/spec-sheets/MCRMCRB400I675I1000I1500I.pdf | https://www.milwaukeevalve.com/wp-content/uploads/ioms/MCSeriesElectricActuatorIOM.pdf |  | 01/01/04
ACT722 | MCR675I24VDCRC |  | MC SERIES | MCR675I24VDCRC |  | 75 | 0 | ACTUATOR,ELECTRIC,REVERSIBLE ROTATION,REVERSE CONTACTORS,24VDC | 2633.95 | 14 | 7 | 7 | 9.58 | 1 |  |  |  | 697988681866 | 69798868186 | https://www.milwaukeevalve.com/wp-content/uploads/spec-sheets/MCRMCRB400I675I1000I1500I.pdf | https://www.milwaukeevalve.com/wp-content/uploads/ioms/MCSeriesElectricActuatorIOM.pdf |  | 10/09/14
ACT722 | MCR675I2S |  | MC SERIES | MCR675I2S |  | 75 | 0 | ACTUATOR,ELECTRIC,REVERSIBLE ROTATION,2 SWITCHES,120VAC | 2240.18 | 14.1 | 7 | 7 | 9.58 | 1 |  |  |  | 697988630260 | 69798863026 | https://www.milwaukeevalve.com/wp-content/uploads/spec-sheets/MCRMCRB400I675I1000I1500I.pdf | https://www.milwaukeevalve.com/wp-content/uploads/ioms/MCSeriesElectricActuatorIOM.pdf |  | 05/21/10
ACT722 | MCR675IN47 |  | MC SERIES | MCR675IN47 |  | 75 | 0 | ACTUATOR,ELECTRIC,REVERSIBLE ROTATION,NEMA 4/7,120VAC | 2553.2 | 14.1 | 8.5 | 8.5 | 9.58 | 1 |  |  |  | 697988639034 | 69798863903 | https://www.milwaukeevalve.com/wp-content/uploads/spec-sheets/MCRMCRB400I675I1000I1500I.pdf | https://www.milwaukeevalve.com/wp-content/uploads/ioms/MCSeriesElectricActuatorIOM.pdf |  | 05/04/11
ACT722 | MCR675IN47HT |  | MC SERIES | MCR675IN47HT |  | 75 | 0 | ACTUATOR,ELECTRIC,REVERSIBLE ROTATION,NEMA 4/7,HEATER THERMOSTAT,120VAC | 2915.15 | 14 | 8.5 | 8.5 | 9.58 | 1 |  |  |  | 697988591363 | 69798859136 | https://www.milwaukeevalve.com/wp-content/uploads/spec-sheets/MCRMCRB400I675I1000I1500I.pdf | https://www.milwaukeevalve.com/wp-content/uploads/ioms/MCSeriesElectricActuatorIOM.pdf |  | 07/12/07
ACT722 | MCR675IN7 |  | MC SERIES | MCR675IN7 |  | 75 | 0 | ACTUATOR,ELECTRIC,REVERSIBLE ROTATION,NEMA 4/7,120VAC | 2553.2 | 14.1 | 8.5 | 8.5 | 9.58 | 1 |  |  |  | 697988548015 | 69798854801 | https://www.milwaukeevalve.com/wp-content/uploads/spec-sheets/MCRMCRB400I675I1000I1500I.pdf | https://www.milwaukeevalve.com/wp-content/uploads/ioms/MCSeriesElectricActuatorIOM.pdf |  | 01/01/04
ACT722 | MCR675IN7HT |  | MC SERIES | MCR675IN7HT |  | 75 | 0 | ACTUATOR,ELECTRIC,REVERSIBLE ROTATION,NEMA 4/7,HEATER THERMOSTAT,120VAC | 2915.16 | 14 | 8.5 | 8.5 | 9.58 | 1 |  |  |  | 697988548022 | 69798854802 | https://www.milwaukeevalve.com/wp-content/uploads/spec-sheets/MCRMCRB400I675I1000I1500I.pdf | https://www.milwaukeevalve.com/wp-content/uploads/ioms/MCSeriesElectricActuatorIOM.pdf |  | 01/01/04
ACT722 | MCR675IN7HT24VA |  | MC SERIES | MCR675IN7HT24VA |  | 75 | 0 | ACTUATOR,ELECTRIC,REVERSIBLE ROTATION,NEMA 4/7,HEATER THERMOSTAT,24VAC | 3124.77 | 14 | 8.5 | 8.5 | 9.58 | 1 |  |  |  | 697988541955 | 69798854195 | https://www.milwaukeevalve.com/wp-content/uploads/spec-sheets/MCRMCRB400I675I1000I1500I.pdf | https://www.milwaukeevalve.com/wp-content/uploads/ioms/MCSeriesElectricActuatorIOM.pdf |  | 01/05/05
ACT722 | MCR675IVP1 |  | MC SERIES | MCR675IVP1 |  | 75 | 0 | ACTUATOR,ELECTRIC,REVERSIBLE ROTATION,VALVE POSITIONER,1-K POT,120VAC | 4216.19 | 14 | 7 | 7 | 9.58 | 1 |  |  |  | 697988547995 | 69798854799 | https://www.milwaukeevalve.com/wp-content/uploads/spec-sheets/MCRMCRB400I675I1000I1500I.pdf | https://www.milwaukeevalve.com/wp-content/uploads/ioms/MCSeriesElectricActuatorIOM.pdf |  | 01/01/04
ACT722 | MCR675IVP1TX |  | MC SERIES | MCR675IVP1TX |  | 75 | 0 | ACTUATOR,ELECTRIC,REVERSIBLE ROTATION,VALVE POSITIONER,1-K POT,POSITIONER TRANSMITTER,120VAC | 5252.99 | 14 | 7 | 7 | 9.58 | 1 |  |  |  | 697988395602 | 69798839560 | https://www.milwaukeevalve.com/wp-content/uploads/spec-sheets/MCRMCRB400I675I1000I1500I.pdf | https://www.milwaukeevalve.com/wp-content/uploads/ioms/MCSeriesElectricActuatorIOM.pdf |  | 01/01/04
ACT722 | MCR675IVP24VAC |  | MC SERIES | MCR675IVP24VAC |  | 75 | 0 | ACTUATOR,ELECTRIC,REVERSIBLE ROTATION,24VAC,VALVE POSITIONER | 4425.86 | 14.1 | 7 | 7 | 9.58 | 1 |  |  |  | 697988705470 | 69798870547 | https://www.milwaukeevalve.com/wp-content/uploads/spec-sheets/MCRMCRB400I675I1000I1500I.pdf | https://www.milwaukeevalve.com/wp-content/uploads/ioms/MCSeriesElectricActuatorIOM.pdf |  | 03/02/17
ACT722 | MCRB1000I |  | MC SERIES | MCRB1000I |  | 75 | 0 | ACTUATOR,ELECTRIC,REVERSIBLE ROTATION W/BRAKE,120VAC | 3202.33 | 15.64 | 7 | 7 | 9.58 | 1 |  |  |  | 697988388222 | 69798838822 | https://www.milwaukeevalve.com/wp-content/uploads/spec-sheets/MCR100I200I300I.pdf | https://www.milwaukeevalve.com/wp-content/uploads/ioms/MCSeriesElectricActuatorIOM.pdf |  | 01/01/04
ACT722 | MCRB1000I12VDC |  | MC SERIES | MCRB1000I12VDC |  | 75 | 0 | ACTUATOR,ELECTRIC,REVERSIBLE ROTATION W/BRAKE,12VDC | 3443.55 | 20 | 7 | 7 | 9.58 | 1 |  |  |  | 697988541306 | 69798854130 | https://www.milwaukeevalve.com/wp-content/uploads/spec-sheets/MCRMCRB400I675I1000I1500I.pdf | https://www.milwaukeevalve.com/wp-content/uploads/ioms/MCSeriesElectricActuatorIOM.pdf |  | 12/07/04
ACT722 | MCRB1000I-230V |  | MC SERIES | MCRB1000I230V |  | 75 | 0 | ACTUATOR,ELECTRIC,REVERSIBLE ROTATION W/BRAKE,230VAC | 3443.55 | 15.64 | 7 | 7 | 9.58 | 1 |  |  |  | 697988636736 | 69798863673 | https://www.milwaukeevalve.com/wp-content/uploads/spec-sheets/MCRMCRB400I675I1000I1500I.pdf | https://www.milwaukeevalve.com/wp-content/uploads/ioms/MCSeriesElectricActuatorIOM.pdf |  | 01/06/11
ACT722 | MCRB1000I24VAC |  | MC SERIES | MCRB1000I24VAC |  | 75 | 0 | ACTUATOR,ELECTRIC,REVERSIBLE ROTATION W/BRAKE,24VAC | 3443.55 | 20 | 7 | 7 | 9.58 | 1 |  |  |  | 697988512863 | 69798851286 | https://www.milwaukeevalve.com/wp-content/uploads/spec-sheets/MCRMCRB400I675I1000I1500I.pdf | https://www.milwaukeevalve.com/wp-content/uploads/ioms/MCSeriesElectricActuatorIOM.pdf |  | 04/30/04
ACT722 | MCRB1000I24VDC |  | MC SERIES | MCRB1000I24VDC |  | 75 | 0 | ACTUATOR,ELECTRIC,REVERSIBLE ROTATION W/BRAKE,2 SWITCHES,24VDC | 3443.55 | 20 | 7 | 7 | 9.58 | 1 |  |  |  | 697988640573 | 69798864057 | https://www.milwaukeevalve.com/wp-content/uploads/spec-sheets/MCRMCRB400I675I1000I1500I.pdf | https://www.milwaukeevalve.com/wp-content/uploads/ioms/MCSeriesElectricActuatorIOM.pdf |  | 07/06/11
ACT722 | MCRB1000I2S24VA |  | MC SERIES | MCRB1000I2S24VA |  | 75 | 0 | ACTUATOR,ELECTRIC,REVERSIBLE ROTATION W/BRAKE,2 SWITCHES,24VAC | 3687.69 | 20 | 7 | 7 | 9.58 | 1 |  |  |  | 697988679375 | 69798867937 | https://www.milwaukeevalve.com/wp-content/uploads/spec-sheets/MCRMCRB400I675I1000I1500I.pdf | https://www.milwaukeevalve.com/wp-content/uploads/ioms/MCSeriesElectricActuatorIOM.pdf |  | 06/04/14
ACT722 | MCRB1000I2SH24V |  | MC SERIES | MCRB1000I2SH24V |  | 75 | 0 | ACTUATOR,ELECTRIC,REVERSIBLE ROTATION W/BRAKE,2 SWITCHES,HEATER THERMOSTAT,24 VAC | 4049.55 | 20 | 7 | 7 | 9.58 | 1 |  |  |  | 697988699908 | 69798869990 | https://www.milwaukeevalve.com/wp-content/uploads/spec-sheets/MCRMCRB400I675I1000I1500I.pdf | https://www.milwaukeevalve.com/wp-content/uploads/ioms/MCSeriesElectricActuatorIOM.pdf |  | 07/06/16
ACT722 | MCRB1000I2SHT |  | MC SERIES | MCRB1000I2SHT |  | 75 | 0 | ACTUATOR,ELECTRIC,REVERSIBLE ROTATION W/BRAKE,2 SWITCHES,HEATER THERMOSTAT,120VAC | 3808.35 | 20 | 7 | 7 | 9.58 | 1 |  |  |  | 697988541061 | 69798854106 | https://www.milwaukeevalve.com/wp-content/uploads/spec-sheets/MCRMCRB400I675I1000I1500I.pdf | https://www.milwaukeevalve.com/wp-content/uploads/ioms/MCSeriesElectricActuatorIOM.pdf |  | 11/29/04
ACT722 | MCRB1000IHT |  | MC SERIES | MCRB1000IHT |  | 75 | 0 | ACTUATOR,ELECTRIC,REVERSIBLE ROTATION W/BRAKE & HEATER THERMOSTAT,120VAC | 3564.26 | 20 | 7 | 7 | 9.58 | 1 |  |  |  | 697988546936 | 69798854693 | https://www.milwaukeevalve.com/wp-content/uploads/spec-sheets/MCRMCRB400I675I1000I1500I.pdf | https://www.milwaukeevalve.com/wp-content/uploads/ioms/MCSeriesElectricActuatorIOM.pdf |  | 01/01/04
ACT722 | MCRB1000IVP124V |  | MC SERIES | MCRB1000IVP124V |  | 75 | 0 | ACTUATOR,ELECTRIC,REVERSIBLE ROTATION W/BRAKE & VALVE POSITIONER,24VAC | 5663.7 | 20 | 7 | 7 | 9.58 | 1 |  |  |  | 697988527829 | 69798852782 | https://www.milwaukeevalve.com/wp-content/uploads/spec-sheets/MCRMCRB400I675I1000I1500I.pdf | https://www.milwaukeevalve.com/wp-content/uploads/ioms/MCSeriesElectricActuatorIOM.pdf |  | 06/16/04
ACT722 | MCRB1000IVP24VD |  | MC SERIES | MCRB1000IVP24VD |  | 75 | 0 | ACTUATOR,ELECTRIC,REVERSIBLE ROTATION W/BRAKE & VALVE POSITIONER,24VDC | 5663.65 | 16.22 | 7 | 7 | 9.58 | 1 |  |  |  | 697988645325 | 69798864532 | https://www.milwaukeevalve.com/wp-content/uploads/spec-sheets/MCRMCRB400I675I1000I1500I.pdf | https://www.milwaukeevalve.com/wp-content/uploads/ioms/MCSeriesElectricActuatorIOM.pdf |  | 01/31/12
ACT722 | MCRB1500I |  | MC SERIES | MCRB1500I |  | 75 | 0 | ACTUATOR,ELECTRIC WITH BRAKE | 3534.98 | 22.56 | 0 | 0 | 0 | 1 |  |  |  | 697988499812 | 69798849981 | https://www.milwaukeevalve.com/wp-content/uploads/spec-sheets/MCRMCRB400I675I1000I1500I.pdf | https://www.milwaukeevalve.com/wp-content/uploads/ioms/MCSeriesElectricActuatorIOM.pdf |  | 04/02/03
ACT722 | MCRB1500I24VAHT |  | MC SERIES | MCRB1500I24VAHT |  | 75 | 0 | ACTUATOR,ELEC WITH HEATER/24VAC/BRAKE | 3978.64 | 0 | 0 | 0 | 0 | 1 |  |  |  | 697988734258 | 69798873425 | https://www.milwaukeevalve.com/wp-content/uploads/spec-sheets/MCRMCRB400I675I1000I1500I.pdf | https://www.milwaukeevalve.com/wp-content/uploads/ioms/MCSeriesElectricActuatorIOM.pdf |  | 02/04/20
ACT722 | MCRB1500IHT |  | MC SERIES | MCRB1500IHT |  | 75 | 0 | ACTUATOR,ELE MCRB1500/HEATER | 3707.51 | 0 | 0 | 0 | 0 | 1 |  |  |  | 697988734241 | 69798873424 | https://www.milwaukeevalve.com/wp-content/uploads/spec-sheets/MCRMCRB400I675I1000I1500I.pdf | https://www.milwaukeevalve.com/wp-content/uploads/ioms/MCSeriesElectricActuatorIOM.pdf |  | 02/04/20
ACT722 | MCRB1500IVP |  | MC SERIES | MCRB1500IVP |  | 75 | 0 | MCRB1500/BRAKE/4-20MA CTL | 5761.36 | 16.2 | 0 | 0 | 0 | 1 |  |  |  | 697988727915 | 69798872791 | https://www.milwaukeevalve.com/wp-content/uploads/spec-sheets/MCRMCRB400I675I1000I1500I.pdf | https://www.milwaukeevalve.com/wp-content/uploads/ioms/MCSeriesElectricActuatorIOM.pdf |  | 05/31/19
ACT722 | MCRB1500IVPHT |  | MC SERIES | MCRB1500IVPHT |  | 75 | 0 | MCRB1500/BRAKE/4-20MA/HEATER | 6122.36 | 0 | 0 | 0 | 0 | 1 |  |  |  | 697988727908 | 69798872790 | https://www.milwaukeevalve.com/wp-content/uploads/spec-sheets/MCRMCRB400I675I1000I1500I.pdf | https://www.milwaukeevalve.com/wp-content/uploads/ioms/MCSeriesElectricActuatorIOM.pdf |  | 05/31/19
ACT722 | MCRB200I |  | MC SERIES | MCRB200I |  | 75 | 0 | ACTUATOR,ELECTRIC,REVERSIBLE ROTATION W/BRAKE,120VAC | 1533.68 | 7.78 | 0 | 0 | 0 | 1 |  |  |  | 697988401488 | 69798840148 | https://www.milwaukeevalve.com/wp-content/uploads/spec-sheets/MCRB200I300I.pdf | https://www.milwaukeevalve.com/wp-content/uploads/ioms/MCSeriesElectricActuatorIOM.pdf |  | 01/01/04
ACT722 | MCRB200I-12VDC |  | MC SERIES | MCRB200I12VDC |  | 75 | 0 | ACTUATOR,ELECTRIC,REVERSIBLE ROTATION W/BRAKE,12VDC | 1749.11 | 7.04 | 0 | 0 | 0 | 1 |  |  |  | 697988547131 | 69798854713 | https://www.milwaukeevalve.com/wp-content/uploads/spec-sheets/MCRB200I300I.pdf | https://www.milwaukeevalve.com/wp-content/uploads/ioms/MCSeriesElectricActuatorIOM.pdf |  | 01/01/04
ACT722 | MCRB200I230VAC |  | MC SERIES | MCRB200I230VAC |  | 75 | 0 | ACTUATOR,ELECTRIC,REVERSIBLE ROTATION W/BRAKE,230VAC | 1749.11 | 7.06 | 0 | 0 | 0 | 1 |  |  |  | 697988587083 | 69798858708 | https://www.milwaukeevalve.com/wp-content/uploads/spec-sheets/MCRB200I300I.pdf | https://www.milwaukeevalve.com/wp-content/uploads/ioms/MCSeriesElectricActuatorIOM.pdf |  | 01/30/07
ACT722 | MCRB200I24VAC |  | MC SERIES | MCRB200I24VAC |  | 75 | 0 | ACTUATOR,ELECTRIC,REVERSIBLE ROTATION W/BRAKE,24VAC | 1749.11 | 5.3 | 0 | 0 | 0 | 1 |  |  |  | 697988388246 | 69798838824 | https://www.milwaukeevalve.com/wp-content/uploads/spec-sheets/MCRB200I300I.pdf | https://www.milwaukeevalve.com/wp-content/uploads/ioms/MCSeriesElectricActuatorIOM.pdf |  | 01/01/04
ACT722 | MCRB200I-2SW |  | MC SERIES | MCRB200I2SW |  | 75 | 0 | ACTUATOR,ELECTRIC,REVERSIBLE ROTATION W/BRAKE,2 SWITCHES,120VAC | 1777.81 | 7.06 | 0 | 0 | 0 | 1 |  |  |  | 697988547148 | 69798854714 | https://www.milwaukeevalve.com/wp-content/uploads/spec-sheets/MCRB200I300I.pdf | https://www.milwaukeevalve.com/wp-content/uploads/ioms/MCSeriesElectricActuatorIOM.pdf |  | 01/01/04
ACT722 | MCRB200I-HT |  | MC SERIES | MCRB200IHT |  | 75 | 0 | ACTUATOR,ELECTRIC,REVERSIBLE ROTATION W/BRAKE & HEATER THERMOSTAT,120VAC | 2111.02 | 6.99 | 0 | 0 | 0 | 1 |  |  |  | 697988383340 | 69798838334 | https://www.milwaukeevalve.com/wp-content/uploads/spec-sheets/MCRB200I300I.pdf | https://www.milwaukeevalve.com/wp-content/uploads/ioms/MCSeriesElectricActuatorIOM.pdf |  | 01/01/04
ACT722 | MCRB200IHT24VAC |  | MC SERIES | MCRB200IHT24VAC |  | 75 | 0 | ACTUATOR,ELECTRIC,REVERSIBLE ROTATION W/BRAKE & HEATER THERMOSTAT,24VAC | 2111.02 | 5.3 | 0 | 0 | 0 | 1 |  |  |  | 697988511545 | 69798851154 | https://www.milwaukeevalve.com/wp-content/uploads/spec-sheets/MCRB200I300I.pdf | https://www.milwaukeevalve.com/wp-content/uploads/ioms/MCSeriesElectricActuatorIOM.pdf |  | 03/22/04
ACT722 | MCRB200I-HTMOR |  | MC SERIES | MCRB200 |  | 75 | 0 | ACTUATOR,ELECTRIC,REVERSIBLE ROTATION W/BRAKE & HEATER THERMOSTAT,MANUAL OVERRIDE,120VAC | 1895.54 | 7.06 | 0 | 0 | 0 | 1 |  |  |  | 697988547094 | 69798854709 | https://www.milwaukeevalve.com/wp-content/uploads/spec-sheets/MCRB200I300I.pdf | https://www.milwaukeevalve.com/wp-content/uploads/ioms/MCSeriesElectricActuatorIOM.pdf |  | 01/01/04
ACT722 | MCRB200IN47 |  | MC SERIES | MCRB200IN47 |  | 75 | 0 | ACTUATOR,ELECTRIC,REVERSIBLE ROTATION W/BRAKE,120VAC,NEMA 4/7 HOUSING | 2090.86 | 7.06 | 0 | 0 | 0 | 1 |  |  |  | 697988702943 | 69798870294 | https://www.milwaukeevalve.com/wp-content/uploads/spec-sheets/MCRB200I300I.pdf | https://www.milwaukeevalve.com/wp-content/uploads/ioms/MCSeriesElectricActuatorIOM.pdf |  | 10/19/16
ACT722 | MCRB200IVP1 |  | MC SERIES | MCRB200IVP1 |  | 75 | 0 | ACTUATOR,ELECTRIC,REVERSIBLE ROTATION W/BRAKE & VALVE POSITIONER,1 K POT,120VAC | 3753.76 | 7.06 | 0 | 0 | 0 | 1 |  |  |  | 697988395923 | 69798839592 | https://www.milwaukeevalve.com/wp-content/uploads/spec-sheets/MCRB200I300I.pdf | https://www.milwaukeevalve.com/wp-content/uploads/ioms/MCSeriesElectricActuatorIOM.pdf |  | 01/01/04
ACT722 | MCRB300I |  | MC SERIES | MCRB300I |  | 75 | 0 | ACTUATOR,ELECTRIC,REVERSIBLE ROTATION W/BRAKE,120VAC | 1918.5 | 7.78 | 0 | 0 | 0 | 1 |  |  |  | 697988547353 | 69798854735 | https://www.milwaukeevalve.com/wp-content/uploads/spec-sheets/MCRB200I300I.pdf | https://www.milwaukeevalve.com/wp-content/uploads/ioms/MCSeriesElectricActuatorIOM.pdf |  | 01/01/04
ACT722 | MCRB300I-12VDC |  | MC SERIES | MCRB300I12VDC |  | 75 | 0 | ACTUATOR,ELECTRIC,REVERSIBLE ROTATION W/BRAKE,12VDC | 2156.88 | 7 | 0 | 0 | 0 | 1 |  |  |  | 697988510296 | 69798851029 | https://www.milwaukeevalve.com/wp-content/uploads/spec-sheets/MCRB200I300I.pdf | https://www.milwaukeevalve.com/wp-content/uploads/ioms/MCSeriesElectricActuatorIOM.pdf |  | 01/01/04
ACT722 | MCRB300I24VDC2S |  | MC SERIES | MCRB300I24VDC2S |  | 75 | 0 | ACTUATOR,ELECTRIC,REVERSIBLE ROTATION W/BRAKE,2 SWITCHES,24VDC | 2401 | 6.99 | 0 | 0 | 0 | 1 |  |  |  | 697988664661 | 69798866466 | https://www.milwaukeevalve.com/wp-content/uploads/spec-sheets/MCRB200I300I.pdf | https://www.milwaukeevalve.com/wp-content/uploads/ioms/MCSeriesElectricActuatorIOM.pdf |  | 02/22/13
ACT722 | MCRB300I-HT |  | MC SERIES | MCRB300IHT |  | 75 | 0 | ACTUATOR,ELECTRIC,REVERSIBLE ROTATION W/BRAKE & HEATER THERMOSTAT,120VAC | 2280.41 | 7.06 | 0 | 0 | 0 | 1 |  |  |  | 697988383357 | 69798838335 | https://www.milwaukeevalve.com/wp-content/uploads/spec-sheets/MCRB200I300I.pdf | https://www.milwaukeevalve.com/wp-content/uploads/ioms/MCSeriesElectricActuatorIOM.pdf |  | 01/01/04
ACT722 | MCRB300IHT24VAC |  | MC SERIES | MCRB300IHT24VAC |  | 75 | 0 | ACTUATOR,ELECTRIC,REVERSIBLE ROTATION W/BRAKE & HEATER THERMOSTAT,24VAC | 2518.76 | 5.3 | 0 | 0 | 0 | 1 |  |  |  | 697988697539 | 69798869753 | https://www.milwaukeevalve.com/wp-content/uploads/spec-sheets/MCRB200I300I.pdf | https://www.milwaukeevalve.com/wp-content/uploads/ioms/MCSeriesElectricActuatorIOM.pdf |  | 02/12/16
ACT722 | MCRB300IN7HT |  | MC SERIES | MCRB300IN7HT |  | 75 | 0 | ACTUATOR,ELECTRIC,REVERSIBLE ROTATION W/BRAKE,NEMA 7,HEATER THERMOSTAT,120VAC | 2837.6 | 8.25 | 0 | 0 | 0 | 1 |  |  |  | 697988631335 | 69798863133 | https://www.milwaukeevalve.com/wp-content/uploads/spec-sheets/MCRB200I300I.pdf | https://www.milwaukeevalve.com/wp-content/uploads/ioms/MCSeriesElectricActuatorIOM.pdf |  | 06/30/10
ACT722 | MCRB300IVP124VA |  | MC SERIES | MCRB300IVP124VA |  | 75 | 0 | ACTUATOR,ELECTRIC,REVERSIBLE ROTATION W/BRAKE & VALVE POSITIONER,1 K POT,24VAC | 4376.99 | 7.06 | 0 | 0 | 0 | 1 |  |  |  | 697988527812 | 69798852781 | https://www.milwaukeevalve.com/wp-content/uploads/spec-sheets/MCRB200I300I.pdf | https://www.milwaukeevalve.com/wp-content/uploads/ioms/MCSeriesElectricActuatorIOM.pdf |  | 06/16/04
ACT722 | MCRB675-12VDC |  | MC SERIES | MCRB67512VDC |  | 75 | 0 | ACTUATOR,ELECTRIC,REVERSIBLE ROTATION W/BRAKE,12VDC | 2966.82 | 20 | 7 | 7 | 9.58 | 1 |  |  |  | 697988397224 | 69798839722 | https://www.milwaukeevalve.com/wp-content/uploads/spec-sheets/MCRMCRB400I675I1000I1500I.pdf | https://www.milwaukeevalve.com/wp-content/uploads/ioms/MCSeriesElectricActuatorIOM.pdf |  | 01/01/04
ACT722 | MCRB675I |  | MC SERIES | MCRB675I |  | 75 | 0 | ACTUATOR,ELECTRIC,REVERSIBLE ROTATION W/BRAKE,120VAC | 2722.71 | 15.68 | 7 | 7 | 9.58 | 1 |  |  |  | 697988388260 | 69798838826 | https://www.milwaukeevalve.com/wp-content/uploads/spec-sheets/MCRMCRB400I675I1000I1500I.pdf | https://www.milwaukeevalve.com/wp-content/uploads/ioms/MCSeriesElectricActuatorIOM.pdf |  | 01/01/04
ACT722 | MCRB675I24VAC |  | MC SERIES | MCRB675I24VAC |  | 75 | 0 | ACTUATOR,ELECTRIC,REVERSIBLE ROTATION W/BRAKE,24VAC | 2966.82 | 13.4 | 7 | 7 | 9.58 | 1 |  |  |  | 697988395794 | 69798839579 | https://www.milwaukeevalve.com/wp-content/uploads/spec-sheets/MCRMCRB400I675I1000I1500I.pdf | https://www.milwaukeevalve.com/wp-content/uploads/ioms/MCSeriesElectricActuatorIOM.pdf |  | 01/01/04
ACT722 | MCRB675I24VDC |  | MC SERIES | MCRB675I24VDC |  | 75 | 0 | ACTUATOR,ELECTRIC,REVERSIBLE ROTATION W/BRAKE,24VDC | 2966.82 | 16.22 | 7 | 7 | 9.58 | 1 |  |  |  | 697988586512 | 69798858651 | https://www.milwaukeevalve.com/wp-content/uploads/spec-sheets/MCRMCRB400I675I1000I1500I.pdf | https://www.milwaukeevalve.com/wp-content/uploads/ioms/MCSeriesElectricActuatorIOM.pdf |  | 01/10/07
ACT722 | MCRB675I24VDCHT |  | MC SERIES | MCRB675I24VDCHT |  | 75 | 0 | ACTUATOR,ELECTRIC,REVERSIBLE ROTATION W/BRAKE,HEATER THERMOSTAT,24VDC | 3328.69 | 14.12 | 7 | 7 | 9.58 | 1 |  |  |  | 697988594258 | 69798859425 | https://www.milwaukeevalve.com/wp-content/uploads/spec-sheets/MCRMCRB400I675I1000I1500I.pdf | https://www.milwaukeevalve.com/wp-content/uploads/ioms/MCSeriesElectricActuatorIOM.pdf |  | 11/26/07
ACT722 | MCRB675I2S |  | MC SERIES | MCRB675I2S |  | 75 | 0 | ACTUATOR,ELECTRIC,REVERSIBLE ROTATION W/BRAKE,2 SWITCHES,120VAC | 2966.84 | 16.17 | 7 | 7 | 9.58 | 1 |  |  |  | 697988542013 | 69798854201 | https://www.milwaukeevalve.com/wp-content/uploads/spec-sheets/MCRMCRB400I675I1000I1500I.pdf | https://www.milwaukeevalve.com/wp-content/uploads/ioms/MCSeriesElectricActuatorIOM.pdf |  | 01/10/05
ACT722 | MCRB675I2SHT |  | MC SERIES | MCRB675I2SHT |  | 75 | 0 | ACTUATOR,ELECTRIC,REVERSIBLE ROTATION W/BRAKE,2 SWITCHES,HEATER THERMOSTAT,120VAC | 3328.73 | 16.17 | 7 | 7 | 9.58 | 1 |  |  |  | 697988541054 | 69798854105 | https://www.milwaukeevalve.com/wp-content/uploads/spec-sheets/MCRMCRB400I675I1000I1500I.pdf | https://www.milwaukeevalve.com/wp-content/uploads/ioms/MCSeriesElectricActuatorIOM.pdf |  | 11/29/04
ACT722 | MCRB675IHT24VAC |  | MC SERIES | MCRB675IHT24VAC |  | 75 | 0 | ACTUATOR,ELECTRIC,REVERSIBLE ROTATION W/BRAKE AND HEATER,24VAC | 3328.69 | 15.68 | 7 | 7 | 9.58 | 1 |  |  |  | 697988697546 | 69798869754 | https://www.milwaukeevalve.com/wp-content/uploads/spec-sheets/MCRMCRB400I675I1000I1500I.pdf | https://www.milwaukeevalve.com/wp-content/uploads/ioms/MCSeriesElectricActuatorIOM.pdf |  | 02/12/16
ACT722 | MCRB675IN47HT |  | MC SERIES | MCRB675IN47HT |  | 75 | 0 | ACTUATOR,ELECTRIC,REVERSIBLE ROTATION W/BRAKE,NEMA 4/7,HEATER THERMOSTAT,120VAC | 3641.79 | 16.17 | 8.5 | 8.5 | 9.58 | 1 |  |  |  | 697988639195 | 69798863919 | https://www.milwaukeevalve.com/wp-content/uploads/spec-sheets/MCRMCRB400I675I1000I1500I.pdf | https://www.milwaukeevalve.com/wp-content/uploads/ioms/MCSeriesElectricActuatorIOM.pdf |  | 05/18/11
ACT722 | MCRB675IN7HTMO |  | MC SERIES | MCRB675IN7HTMO |  | 75 | 0 | ACTUATOR,ELECTRIC,REVERSIBLE ROTATION W/BRAKE,NEMA 4/7,HEATER THERMOSTAT,MANUAL OVERRIDE,120VAC | 3977.82 | 16.17 | 8.5 | 8.5 | 9.58 | 1 |  |  |  | 697988527843 | 69798852784 | https://www.milwaukeevalve.com/wp-content/uploads/spec-sheets/MCRMCRB400I675I1000I1500I.pdf | https://www.milwaukeevalve.com/wp-content/uploads/ioms/MCSeriesElectricActuatorIOM.pdf |  | 06/16/04
ACT722 | MCRB675IVP1 |  | MC SERIES | MCRB675IVP1 |  | 75 | 0 | ACTUATOR,ELECTRIC,REVERSIBLE ROTATION W/BRAKE,VALVE POSITIONER,1 K POT,120VAC | 5402.33 | 16.17 | 7 | 7 | 9.58 | 1 |  |  |  | 697988547599 | 69798854759 | https://www.milwaukeevalve.com/wp-content/uploads/spec-sheets/MCRMCRB400I675I1000I1500I.pdf | https://www.milwaukeevalve.com/wp-content/uploads/ioms/MCSeriesElectricActuatorIOM.pdf |  | 01/01/04
ACT722 | MCRB675IVP1TXHT |  | MC SERIES | MCRB675IVP1TXHT |  | 75 | 0 | ACTUATOR,ELECTRIC,REVABLE.ROTATION W/BRAKE,VALVE POSITNER,1-K POT,POS.TRANSMITTER,HEAT/THERMO,120VAC | 6801.01 | 16.22 | 7 | 7 | 9.58 | 1 |  |  |  | 697988682559 | 69798868255 | https://www.milwaukeevalve.com/wp-content/uploads/spec-sheets/MCRMCRB400I675I1000I1500I.pdf | https://www.milwaukeevalve.com/wp-content/uploads/ioms/MCSeriesElectricActuatorIOM.pdf |  | 11/07/14
ACT722 | MCRB675IVP24VDC |  | MC SERIES | MCRB675IVP24VDC |  | 75 | 0 | ACTUATOR,ELECTRIC,REVERSIBLE ROTATION W/BRAKE,24VAC,W/VALVE POSITIONER | 5186.93 | 16.17 | 7 | 7 | 9.58 | 1 |  |  |  | 697988704503 | 69798870450 | https://www.milwaukeevalve.com/wp-content/uploads/spec-sheets/MCRMCRB400I675I1000I1500I.pdf | https://www.milwaukeevalve.com/wp-content/uploads/ioms/MCSeriesElectricActuatorIOM.pdf |  | 02/07/17
ACT722 | MCRB675IVPHTX24 |  | MC SERIES | MCRB675IVPHTX24 |  | 75 | 0 | ACTUATOR,ELECTRIC,REVERSIBLE ROTATION W/BRAKE,VALVE POSITIONER,HEATER THERMO,POSITION TRANS.24VDAC | 7045.12 | 16.17 | 7 | 7 | 9.58 | 1 |  |  |  | 697988670594 | 69798867059 | https://www.milwaukeevalve.com/wp-content/uploads/spec-sheets/MCRMCRB400I675I1000I1500I.pdf | https://www.milwaukeevalve.com/wp-content/uploads/ioms/MCSeriesElectricActuatorIOM.pdf |  | 09/25/13
ACT722 | MCRB675IVPHTX2A |  | MC SERIES | MCRB675IVPHTX2A |  | 75 | 0 | ACTUATOR,ELECTRIC,BRAKE,VALVE POSITIONER,HEATER THERMO,POSITION TRANS | 6692.87 | 0 | 7 | 7 | 9.58 | 1 |  |  |  | 697988746770 | 69798874677 | https://www.milwaukeevalve.com/wp-content/uploads/spec-sheets/MCRMCRB400I675I1000I1500I.pdf | https://www.milwaukeevalve.com/wp-content/uploads/ioms/MCSeriesElectricActuatorIOM.pdf |  | 04/05/21
ACT722 | MCRB675N7 |  | MC SERIES | MCRB675N7 |  | 75 | 0 | ACTUATOR,ELECTRIC,REVERSIBLE ROTATION W/BRAKE,NEMA 4/7,120VAC | 3279.89 | 20 | 8.5 | 8.5 | 9.58 | 1 |  |  |  | 697988547490 | 69798854749 | https://www.milwaukeevalve.com/wp-content/uploads/spec-sheets/MCRMCRB400I675I1000I1500I.pdf | https://www.milwaukeevalve.com/wp-content/uploads/ioms/MCSeriesElectricActuatorIOM.pdf |  | 01/01/04
ACT722 | MCRB675N7HT |  | MC SERIES | MCRB675N7HT |  | 75 | 0 | ACTUATOR,ELECTRIC,REVERSIBLE ROTATION W/BRAKE,NEMA 4/7,HEATER THERMOSTAT,120VAC | 3641.76 | 20 | 8.5 | 8.5 | 9.58 | 1 |  |  |  | 697988541221 | 69798854122 | https://www.milwaukeevalve.com/wp-content/uploads/spec-sheets/MCRMCRB400I675I1000I1500I.pdf | https://www.milwaukeevalve.com/wp-content/uploads/ioms/MCSeriesElectricActuatorIOM.pdf |  | 01/01/04
ACT722 | MCSRE10002S-FO |  | MC SERIES | MCSRE10002SFO |  | 75 | 0 | ACTUATOR,ELECTRIC,SPRING RETURN,2 SWITCH,FAIL OPEN,120VAC | 21057.83 | 71.68 | 0 | 0 | 0 | 1 |  |  |  | 697988705562 | 69798870556 | https://www.milwaukeevalve.com/wp-content/uploads/spec-sheets/MCSRE200400600.pdf | https://www.milwaukeevalve.com/wp-content/uploads/ioms/MCSeriesElectricActuatorIOM.pdf |  | 03/08/17
ACT722 | MCSRE1000-FO |  | MC SERIES | MCSRE1000FO |  | 75 | 0 | ACTUATOR,ELECTRIC,SPRING RETURN,FAIL OPEN,120VAC | 20813.68 | 71.68 | 0 | 0 | 0 | 1 |  |  |  | 697988705517 | 69798870551 | https://www.milwaukeevalve.com/wp-content/uploads/spec-sheets/MCSRE200400600.pdf | https://www.milwaukeevalve.com/wp-content/uploads/ioms/MCSeriesElectricActuatorIOM.pdf |  | 03/03/17
ACT722 | MCSRE200 |  | MC SERIES | MCSRE200 |  | 75 | 0 | ACTUATOR,ELECTRIC,SPRING RETURN,120VAC | 4885.35 | 23.45 | 0 | 0 | 0 | 1 |  |  |  | 697988389113 | 69798838911 | https://www.milwaukeevalve.com/wp-content/uploads/spec-sheets/MCSRE200400600.pdf |  |  | 01/01/04
ACT722 | MCSRE200-2S |  | MC SERIES | MCSRE2002S |  | 75 | 0 | ACTUATOR,ELECTRIC,SPRING RETURN,2 SWITCHES,120VAC | 5129.47 | 15 | 0 | 0 | 0 | 1 |  |  |  | 697988570580 | 69798857058 | https://www.milwaukeevalve.com/wp-content/uploads/spec-sheets/MCSRE200400600.pdf | https://www.milwaukeevalve.com/wp-content/uploads/ioms/MCSeriesElectricActuatorIOM.pdf |  | 03/10/06
ACT722 | MCSRE200-2S-FO |  | MC SERIES | MCSRE2002SFO |  | 75 | 0 | ACTUATOR,ELECTRIC,SPRING RETURN,2 SWITCHES,FAIL OPEN,120VAC | 5129.46 | 15 | 0 | 0 | 0 | 1 |  |  |  | 697988638952 | 69798863895 | https://www.milwaukeevalve.com/wp-content/uploads/spec-sheets/MCSRE200400600.pdf | https://www.milwaukeevalve.com/wp-content/uploads/ioms/MCSeriesElectricActuatorIOM.pdf |  | 04/26/11
ACT722 | MCSRE200-FO |  | MC SERIES | MCSRE200FO |  | 75 | 0 | ACTUATOR,ELECTRIC,SPRING RETURN,FAIL OPEN,120VAC | 4885.35 | 15 | 0 | 0 | 0 | 1 |  |  |  | 697988673458 | 69798867345 | https://www.milwaukeevalve.com/wp-content/uploads/spec-sheets/MCSRE200400600.pdf | https://www.milwaukeevalve.com/wp-content/uploads/ioms/MCSeriesElectricActuatorIOM.pdf |  | 12/03/13
ACT722 | MCSRE400 |  | MC SERIES | MCSRE400 |  | 75 | 0 | ACTUATOR,ELECTRIC,SPRING RETURN,120VAC | 7699.98 | 22 | 0 | 0 | 0 | 1 |  |  |  | 697988389151 | 69798838915 | https://www.milwaukeevalve.com/wp-content/uploads/spec-sheets/MCSRE200400600.pdf |  |  | 01/01/04
ACT722 | MCSRE600 |  | MC SERIES | MCSRE600 |  | 75 | 0 | ACTUATOR,ELECTRIC,SPRING RETURN,120VAC | 10557.63 | 22 | 0 | 0 | 0 | 1 |  |  |  | 697988497559 | 69798849755 | https://www.milwaukeevalve.com/wp-content/uploads/spec-sheets/MCSRE200400600.pdf |  |  | 01/01/04
ACT722 | MCSRE6002SHT |  | MC SERIES | MCSRE6002SHT |  | 75 | 0 | ACTUATOR,ELECTRIC,SPRING RETURN,120VAC,2 SWITCHES,HEATER THERMOSTAT | 11163.64 | 22 | 0 | 0 | 0 | 1 |  |  |  | 697988700918 | 69798870091 | https://www.milwaukeevalve.com/wp-content/uploads/spec-sheets/MCSRE200400600.pdf | https://www.milwaukeevalve.com/wp-content/uploads/ioms/MCSeriesElectricActuatorIOM.pdf |  | 07/28/16
ACT722 | MCSRE600-FO |  | MC SERIES | MCSRE600FO |  | 75 | 0 | ACTUATOR,ELECTRIC,SRING-RETURN,FAIL OPEN,120VAC | 10557.63 | 61.2 | 0 | 0 | 0 | 1 |  |  |  | 697988626065 | 69798862606 | https://www.milwaukeevalve.com/wp-content/uploads/spec-sheets/MCSRE200400600.pdf | https://www.milwaukeevalve.com/wp-content/uploads/ioms/MCSeriesElectricActuatorIOM.pdf |  | 01/13/10
ACT722 | NAMUR ADP PLT |  | NAMUR ADP PLT | NAMURADPPLT |  | 75 | 0 | ADAPTOR PLATE,FOR SOLENOID | 48.84 | 0.04 | 0 | 0 | 0 | 1 |  |  |  | 697988389083 | 69798838908 |  |  |  | 01/01/04
ACT722 | OA15-15 |  | OA SERIES | OA1515 |  | 75 | 0 | ACTUATOR,ELECTRIC,INTERMITTENT SERVICE,1PH/60HZ,115VAC | 3997.91 | 15.32 | 0 | 0 | 0 | 1 |  |  |  | 697988397408 | 69798839740 | https://www.milwaukeevalve.com/wp-content/uploads/spec-sheets/OASeriesMVHV.pdf | https://www.milwaukeevalve.com/consult-factory/ |  | 01/01/04
ACT722 | OA15-25 |  | OA SERIES | OA1525 |  | 75 | 0 | ACTUATOR,ELECTRIC,INTERMITTENT SERVICE,1PH/60HZ,115VAC | 3997.91 | 20 | 0 | 0 | 0 | 1 |  |  |  | 697988554115 | 69798855411 | https://www.milwaukeevalve.com/wp-content/uploads/spec-sheets/OASeriesMVHV.pdf | https://www.milwaukeevalve.com/consult-factory/ |  | 01/01/04
ACT722 | OA15M-25 |  | OA SERIES | OA15M25 |  | 75 | 0 | ACTUATOR,ELECTRIC,MODULATING SERVICE,1PH/60HZ,115VAC | 8814.3 | 28.22 | 0 | 0 | 0 | 1 |  |  |  | 697988554122 | 69798855412 | https://www.milwaukeevalve.com/wp-content/uploads/spec-sheets/OASeriesMVHV.pdf | https://www.milwaukeevalve.com/consult-factory/ |  | 01/01/04
ACT722 | OA15MG-25 |  | OA SERIES | OA15MG25 |  | 75 | 0 | ACTUATOR,ELECTRIC,MODULATING SERVICE,1PH/60HZ,115VAC | 5510.2 | 20 | 0 | 0 | 0 | 1 |  |  |  | 697988578890 | 69798857889 | https://www.milwaukeevalve.com/wp-content/uploads/spec-sheets/OASeriesMVHV.pdf | https://www.milwaukeevalve.com/consult-factory/ |  | 08/25/06
ACT722 | OA15MG-460V |  | OA SERIES | OA15MG460V |  | 75 | 0 | ACTUATOR,ELECTRIC,MODULATING SERVICE,460VAC | 6265.56 | 20 | 0 | 0 | 0 | 1 |  |  |  | 697988645493 | 69798864549 | https://www.milwaukeevalve.com/wp-content/uploads/spec-sheets/OASeriesMVHV.pdf | https://www.milwaukeevalve.com/consult-factory/ |  | 02/08/12
ACT722 | OA3-5 |  | OA SERIES | OA35 |  | 75 | 0 | ACTUATOR,ELECTRIC,INTERMITTENT SERVICE,1PH/60HZ,115VAC | 1970.23 | 50 | 0 | 0 | 0 | 1 |  |  |  | 697988511323 | 69798851132 | https://www.milwaukeevalve.com/wp-content/uploads/spec-sheets/OASeriesMVHV.pdf | https://www.milwaukeevalve.com/consult-factory/ |  | 03/09/04
ACT722 | OA8-25 |  | OA SERIES | OA825 |  | 75 | 0 | ACTUATOR,ELECTRIC,INTERMITTENT SERVICE,1PH/60HZ,115VAC | 3440.71 | 17 | 0 | 0 | 0 | 1 |  |  |  | 697988554139 | 69798855413 | https://www.milwaukeevalve.com/wp-content/uploads/spec-sheets/OASeriesMVHV.pdf | https://www.milwaukeevalve.com/consult-factory/ |  | 01/01/04
ACT722 | OA8-25-2S |  | OA SERIES | OA8252S |  | 75 | 0 | ACTUATOR,ELECTRIC,INTERMITTENT SERVICE,2 SWITCHES,1PH/60HZ,115VAC | 3670.48 | 50 | 0 | 0 | 0 | 1 |  |  |  | 697988639041 | 69798863904 | https://www.milwaukeevalve.com/wp-content/uploads/spec-sheets/OASeriesMVHV.pdf | https://www.milwaukeevalve.com/consult-factory/ |  | 05/05/11
ACT722 | OA8-5 |  | OA SERIES | OA85 |  | 75 | 0 | ACTUATOR,ELECTRIC,INTERMITTENT SERVICE,1PH/60HZ,115VAC | 3104.65 | 19.2 | 0 | 0 | 0 | 1 |  |  |  | 697988497580 | 69798849758 | https://www.milwaukeevalve.com/wp-content/uploads/spec-sheets/OASeriesMVHV.pdf | https://www.milwaukeevalve.com/consult-factory/ |  | 01/01/04
ACT722 | OA8M-25 |  | OA SERIES | OA8M25 |  | 75 | 0 | ACTUATOR,ELECTRIC,MODULATING SERVICE,1PH/60HZ,115VAC | 8257.13 | 20 | 0 | 0 | 0 | 1 |  |  |  | 697988554153 | 69798855415 | https://www.milwaukeevalve.com/wp-content/uploads/spec-sheets/OASeriesMVHV.pdf | https://www.milwaukeevalve.com/consult-factory/ |  | 01/01/04
ACT722 | OA8M-50 |  | OA SERIES | OA8M50 |  | 75 | 0 | ACTUATOR,ELECTRIC,MODULATIING SERVICE,1PH/60HZ,115VAC | 8257.13 | 17 | 0 | 0 | 0 | 1 |  |  |  | 697988554160 | 69798855416 | https://www.milwaukeevalve.com/wp-content/uploads/spec-sheets/OASeriesMVHV.pdf | https://www.milwaukeevalve.com/consult-factory/ |  | 01/01/04
ACT722 | OA8MG-25 |  | OA SERIES | OA8MG25 |  | 75 | 0 | ACTUATOR,ELECTRIC,MODULATING SERVICE,1PH/60HZ,115VAC | 4616.98 | 20 | 0 | 0 | 0 | 1 |  |  |  | 697988400009 | 69798840000 | https://www.milwaukeevalve.com/wp-content/uploads/spec-sheets/OASeriesMVHV.pdf | https://www.milwaukeevalve.com/consult-factory/ |  | 01/01/04
ACT722 | SC8551A1MS |  | SC8551A1MS | SC8551A1MS |  | 75 | 0 | SOLENOID,3 & 4-WAY,NEMA 4,120VAC | 332.53 | 1.04 | 0 | 0 | 0 | 1 |  |  |  | 697988387607 | 69798838760 | https://www.milwaukeevalve.com/wp-content/uploads/spec-sheets/8551Series.pdf | https://www.milwaukeevalve.com/consult-factory/ |  | 01/01/04
ACT722 | SC8551A1MS12VDC |  | SC8551A1MS12VDC | SC8551A1MS12VDC |  | 75 | 0 | SOLENOID,3 & 4-WAY,NEMA 4,12VDC | 439.16 | 1.09 | 0 | 0 | 0 | 1 |  |  |  | 697988392717 | 69798839271 | https://www.milwaukeevalve.com/wp-content/uploads/spec-sheets/8551Series.pdf | https://www.milwaukeevalve.com/consult-factory/ |  | 01/01/04
ACT722 | SC8551A1MS220VA |  | SC8551A1MS220VA | SC8551A1MS220VA |  | 75 | 0 | SOLENOID,3 & 4-WAY,NEMA 4,220VAC | 439.16 | 1.02 | 0 | 0 | 0 | 1 |  |  |  | 697988387614 | 69798838761 | https://www.milwaukeevalve.com/wp-content/uploads/spec-sheets/8551Series.pdf | https://www.milwaukeevalve.com/consult-factory/ |  | 01/01/04
ACT722 | SC8551A1MS24VAC |  | SC8551A1MS24VAC | SC8551A1MS24VAC |  | 75 | 0 | SOLENOID,3 & 4-WAY,NEMA 4,24VAC | 439.16 | 1.08 | 0 | 0 | 0 | 1 |  |  |  | 697988384521 | 69798838452 | https://www.milwaukeevalve.com/wp-content/uploads/spec-sheets/8551Series.pdf | https://www.milwaukeevalve.com/consult-factory/ |  | 01/01/04
ACT722 | SC8551A1MS24VDC |  | SC8551A1MS24VDC | SC8551A1MS24VDC |  | 75 | 0 | SOLENOID,3 & 4-WAY,NEMA 4,24VDC | 439.16 | 1.06 | 0 | 0 | 0 | 1 |  |  |  | 697988387621 | 69798838762 | https://www.milwaukeevalve.com/wp-content/uploads/spec-sheets/8551Series.pdf | https://www.milwaukeevalve.com/consult-factory/ |  | 01/01/04
ACT722 | SNS10C4BP4-15 |  | SNS | SNS10C4BP415 |  | 75 | 0 | ICI 1000# FAIL SAFE BACK-UP | 3768.79 | 0 | 0 | 0 | 0 | 1 |  |  |  | 697988728233 | 69798872823 |  | https://www.milwaukeevalve.com/consult-factory/ |  | 06/17/19
ACT722 | SNS15C4BP4-30 |  | SNS | SNS15C4BP430 |  | 75 | 0 | ICI 1500# FAIL SAFE BACK-UP | 4060.24 | 0 | 0 | 0 | 0 | 1 |  |  |  | 697988728240 | 69798872824 |  | https://www.milwaukeevalve.com/consult-factory/ |  | 06/17/19
ACT722 | SNS4C4BP4-10 |  | SNS | SNS4C4BP410 |  | 75 | 0 | ICI 400"# FAIL SAFE BACK-UP | 3237.34 | 0.1 | 0 | 0 | 0 | 1 |  |  |  | 697988728226 | 69798872822 |  | https://www.milwaukeevalve.com/consult-factory/ |  | 06/17/19
ACT722 | UTZM28 |  | UTZM28 | UTZM28 |  | 75 | 0 | MANUAL OVERRIDE DECLUTCHABLE (FITS: MC75 - MC105) | 622.65 | 42 | 0 | 0 | 0 | 1 |  |  |  | 697988674189 | 69798867418 |  |  |  | 01/10/14
ACT722 | UTZM49 |  | UTZM49 | UTZM49 |  | 75 | 0 | MANUAL OVERRIDE DECLUTCHABLE (FITS: MC157 - MC331) | 1089.63 | 37.56 | 0 | 0 | 0 | 1 |  |  |  | 697988680753 | 69798868075 |  |  |  | 06/27/14
ACT722 | UTZM65 |  | UTZM65 | UTZM65 |  | 75 | 0 | MANUAL OVERRIDE DECLUTCHABLE (FITS: MC406 - MC633) | 1369.82 | 37.05 | 0 | 0 | 0 | 1 |  |  |  | 697988670006 | 69798867000 |  |  |  | 08/15/13
ACT722 | UTZM89 |  | UTZM89 | UTZM89 |  | 75 | 0 | MANUAL OVERRIDE DECLUTCHABLE (FITS: MC1009 - MC1260) | 2646.24 | 42 | 0 | 0 | 0 | 1 |  |  |  | 697988669987 | 69798866998 |  |  |  | 08/15/13
ACT722 | V200ED190AC1 |  | V200ED190AC1 | V200ED190AC1 |  | 75 | 0 | POSITIONER,4-20 MADC ELECTRO PNEUMATIC W/FLAT COVER INDICATOR | 2083.12 | 3.45 | 0 | 0 | 0 | 1 |  |  |  | 697988608566 | 69798860856 |  |  |  | 04/02/09
ACT722 | V200PD190AC1 |  | V200PD190AC1 | V200PD190AC1 |  | 75 | 0 | POSITIONER,3-15 PNEUMATIC W/FLAT COVER INDICATOR | 1255.6 | 3.45 | 0 | 0 | 0 | 1 |  |  |  | 697988605121 | 69798860512 |  |  |  | 12/04/08
ACT722 | V200PD190BC1FBM |  | V200PD190BC1FBM | V200PD190BC1FBM |  | 75 | 0 | POSITIONER,3-15 PNEUMATIC W/2 SWITCHES & FLAT COVER INDICATOR | 1255.6 | 3.45 | 0 | 0 | 0 | 1 |  |  |  | 697988691858 | 69798869185 |  |  |  | 03/30/15
BF0722 | 5111010200HI |  | 5111 | 511101HI | 2 | BN | 2 | BUTTERFLY VALVE,WAFER,LEVER HANDLE,CI BODY,ALMN/BRNZ DISC,200 WOG,EPDM LINER | 489.87 | 7.978 | 1.69 | 4.75 | 9.69 | 1 |  |  |  | 084738135456 | 08473813545 | https://www.hammondvalve.com/wp-content/uploads/5100hi_2-12.pdf | https://www.hammondvalve.com/wp-content/uploads/ioms/WaferButterflyIOM.pdf |  | 09/24/02
BF0722 | 5111010212HI |  | 5111 | 511101HI | 2 1/2 | BN | 2.5 | BUTTERFLY VALVE,WAFER,LEVER HANDLE,CI BODY,ALMN/BRNZ DISC,200 WOG,EPDM LINER | 489.87 | 9.316 | 1.81 | 5.5 | 10.44 | 1 |  |  |  | 084738135463 | 08473813546 | https://www.hammondvalve.com/wp-content/uploads/5100hi_2-12.pdf | https://www.hammondvalve.com/wp-content/uploads/ioms/WaferButterflyIOM.pdf |  | 09/24/02
BF0722 | 5111010300HI |  | 5111 | 511101HI | 3 | BN | 3 | BUTTERFLY VALVE,WAFER,LEVER HANDLE,CI BODY,ALMN/BRNZ DISC,200 WOG,EPDM LINER | 508.21 | 10.116 | 1.81 | 6 | 11.13 | 1 |  |  |  | 084738135470 | 08473813547 | https://www.hammondvalve.com/wp-content/uploads/5100hi_2-12.pdf | https://www.hammondvalve.com/wp-content/uploads/ioms/WaferButterflyIOM.pdf |  | 09/24/02
BF0722 | 5111010400HI |  | 5111 | 511101HI | 4 | BN | 4 | BUTTERFLY VALVE,WAFER,LEVER HANDLE,CI BODY,ALMN/BRNZ DISC,200 WOG,EPDM LINER | 636.43 | 13.184 | 2.07 | 7.5 | 12.38 | 1 |  |  |  | 084738135449 | 08473813544 | https://www.hammondvalve.com/wp-content/uploads/5100hi_2-12.pdf | https://www.hammondvalve.com/wp-content/uploads/ioms/WaferButterflyIOM.pdf |  | 09/24/02
BF0722 | 5111010500HI |  | 5111 | 511101HI | 5 | BN | 5 | BUTTERFLY VALVE,WAFER,LEVER HANDLE,CI BODY,ALMN/BRNZ DISC,200 WOG,EPDM LINER | 924.84 | 16.54 | 2.19 | 8.5 | 13.6 | 1 |  |  |  | 084738135487 | 08473813548 | https://www.hammondvalve.com/wp-content/uploads/5100hi_2-12.pdf | https://www.hammondvalve.com/wp-content/uploads/ioms/WaferButterflyIOM.pdf |  | 09/24/02
BF0722 | 5111010600HI |  | 5111 | 511101HI | 6 | BN | 6 | BUTTERFLY VALVE,WAFER,LEVER HANDLE,CI BODY,ALMN/BRNZ DISC,200 WOG,EPDM LINER | 1094.19 | 19.88 | 2.19 | 9.5 | 14.69 | 1 |  |  |  | 084738135494 | 08473813549 | https://www.hammondvalve.com/wp-content/uploads/5100hi_2-12.pdf | https://www.hammondvalve.com/wp-content/uploads/ioms/WaferButterflyIOM.pdf |  | 09/24/02
BF0722 | 5111010800HI |  | 5111 | 511101HI | 8 | BN | 8 | BUTTERFLY VALVE,WAFER,LEVER HANDLE,CI BODY,ALMN/BRNZ DISC,200 WOG,EPDM LINER | 1648.22 | 35.6 | 2.38 | 11.75 | 16.44 | 1 |  |  |  | 084738135500 | 08473813550 | https://www.hammondvalve.com/wp-content/uploads/5100hi_2-12.pdf | https://www.hammondvalve.com/wp-content/uploads/ioms/WaferButterflyIOM.pdf |  | 09/24/02
BF0722 | 5111011000HI |  | 5111 | 511101HI | 10 | BN | 10 | BUTTERFLY VALVE,WAFER,LEVER HANDLE,CI BODY,ALMN/BRNZ DISC,200 WOG,EPDM LINER | 2197.68 | 52.68 | 2.69 | 14.25 | 19.94 | 1 |  |  |  | 084738135517 | 08473813551 | https://www.hammondvalve.com/wp-content/uploads/5100hi_2-12.pdf | https://www.hammondvalve.com/wp-content/uploads/ioms/WaferButterflyIOM.pdf |  | 09/24/02
BF0722 | 5111011200HI |  | 5111 | 511101HI | 12 | BN | 12 | BUTTERFLY VALVE,WAFER,LEVER HANDLE,CI BODY,ALMN/BRNZ DISC,200 WOG,EPDM LINER | 3314.73 | 81.3 | 3.06 | 17 | 22.81 | 1 |  |  |  | 084738135524 | 08473813552 | https://www.hammondvalve.com/wp-content/uploads/5100hi_2-12.pdf | https://www.hammondvalve.com/wp-content/uploads/ioms/WaferButterflyIOM.pdf |  | 09/24/02
BF0722 | 5111030600HI |  | 5111 | 511103HI | 6 | BN | 6 | BUTTERFLY VALVE,WAFER,GEAR OPERATOR,CI BODY,ALMN/BRNZ DISC,200 WOG,EPDM LINER | 1625.31 | 27.52 | 2.19 | 9.5 | 15.86 | 1 | 16.5 | 12 | 5.7 | 084738135531 | 08473813553 | https://www.hammondvalve.com/wp-content/uploads/5100hi_2-12.pdf | https://www.hammondvalve.com/wp-content/uploads/ioms/WaferButterflyIOM.pdf |  | 09/24/02
BF0722 | 5111030800HI |  | 5111 | 511103HI | 8 | BN | 8 | BUTTERFLY VALVE,WAFER,GEAR OPERATOR,CI BODY,ALMN/BRNZ DISC,200 WOG,EPDM LINER | 2284.57 | 50.46 | 2.38 | 11.75 | 18.17 | 1 | 19.7 | 15 | 7.5 | 084738135548 | 08473813554 | https://www.hammondvalve.com/wp-content/uploads/5100hi_2-12.pdf | https://www.hammondvalve.com/wp-content/uploads/ioms/WaferButterflyIOM.pdf |  | 09/24/02
BF0722 | 5111031000HI |  | 5111 | 511103HI | 10 | BN | 10 | BUTTERFLY VALVE,WAFER,GEAR OPERATOR,CI BODY,ALMN/BRNZ DISC,200 WOG,EPDM LINER | 2820.26 | 75.45 | 2.69 | 14.25 | 21.67 | 1 | 22.4 | 17.1 | 7.5 | 084738135555 | 08473813555 | https://www.hammondvalve.com/wp-content/uploads/5100hi_2-12.pdf | https://www.hammondvalve.com/wp-content/uploads/ioms/WaferButterflyIOM.pdf |  | 09/24/02
BF0722 | 5111031200HI |  | 5111 | 511103HI | 12 | BN | 12 | BUTTERFLY VALVE,WAFER,GEAR OPERATOR,CI BODY,ALMN/BRNZ DISC,200 WOG,EPDM LINER | 3932.8 | 101 | 3.06 | 17 | 24.54 | 1 | 25.4 | 19.7 | 7.5 | 084738135562 | 08473813556 | https://www.hammondvalve.com/wp-content/uploads/5100hi_2-12.pdf | https://www.hammondvalve.com/wp-content/uploads/ioms/WaferButterflyIOM.pdf |  | 09/24/02
BF0722 | 5211031400HI |  | 5211 | 521103HI | 14 | BN | 14 | LOW-LEAD CERTIFIED BUTTERFLY VALVE,LUG,GEAR,CI BODY,ALMN/BRNZ DISC,200 WOG,EPDM LINER,DDE,NSF-61 | 6002.24 | 176 | 3.06 | 21 | 28.81 | 1 |  |  |  | 084738285175 | 08473828517 | https://www.hammondvalve.com/wp-content/uploads/5200hi_14-24.pdf | https://www.hammondvalve.com/wp-content/uploads/ioms/LugButterflyIOM.pdf |  | 07/19/05
BF0722 | 5211031600HI |  | 5211 | 521103HI | 16 | BN | 16 | LOW-LEAD CERTIFIED BUTTERFLY VALVE,LUG,GEAR,CI BODY,ALMN/BRNZ DISC,200 WOG,EPDM LINER,DDE,NSF-61 | 8785.86 | 237 | 4 | 23.5 | 31.44 | 1 |  |  |  | 084738285199 | 08473828519 | https://www.hammondvalve.com/wp-content/uploads/5200hi_14-24.pdf | https://www.hammondvalve.com/wp-content/uploads/ioms/LugButterflyIOM.pdf |  | 07/19/05
BF0722 | 5211031800HI |  | 5211 | 521103HI | 18 | BN | 18 | LOW-LEAD CERTIFIED BUTTERFLY VALVE,LUG,GEAR,CI BODY,ALMN/BRNZ DISC,200 WOG,EPDM LINER,DDE,NSF-61 | 10873.62 | 298 | 4.5 | 25 | 33.26 | 1 |  |  |  | 084738285236 | 08473828523 | https://www.hammondvalve.com/wp-content/uploads/5200hi_14-24.pdf | https://www.hammondvalve.com/wp-content/uploads/ioms/LugButterflyIOM.pdf |  | 07/19/05
BF0722 | 5211032000HI |  | 5211 | 521103HI | 20 | BN | 20 | LOW-LEAD CERTIFIED BUTTERFLY VALVE,LUG,GEAR,CI BODY,ALMN/BRNZ DISC,200 WOG,EPDM LINER,DDE,NSF-61 | 13831.24 | 420 | 5 | 27.5 | 36.01 | 1 |  |  |  | 084738285274 | 08473828527 | https://www.hammondvalve.com/wp-content/uploads/5200hi_14-24.pdf | https://www.hammondvalve.com/wp-content/uploads/ioms/LugButterflyIOM.pdf |  | 07/19/05
BF0722 | 5211032400HI |  | 5211 | 521103HI | 24 | BN | 24 | LOW-LEAD CERTIFIED BUTTERFLY VALVE,LUG,GEAR,CI BODY,ALMN/BRNZ DISC,200 WOG,EPDM LINER,DDE,NSF-61 | 24791.85 | 700 | 6.06 | 28.25 | 43.06 | 1 |  |  |  | 084738285311 | 08473828531 | https://www.hammondvalve.com/wp-content/uploads/5200hi_14-24.pdf | https://www.hammondvalve.com/wp-content/uploads/ioms/LugButterflyIOM.pdf |  | 07/19/05
BF0722 | 5211D010200 |  | 5211 | 5211D01 | 2 | BN | 2 | LOW-LEAD CERTIFIED BUTTERFLY VALVE,LUG,LEVER,CI BODY,ALMN/BRNZ DISC,200 WOG,EPDM LINER,DDE,NSF-61 | 512.73 | 9.46 | 1.69 | 4.75 | 9.69 | 1 | 11.9 | 6.4 | 4.5 | 084738290988 | 08473829098 | https://www.hammondvalve.com/wp-content/uploads/spec-sheets/5200hi_2-12.pdf | https://www.hammondvalve.com/wp-content/uploads/ioms/LugButterflyIOM.pdf |  | 12/10/09
BF0722 | 5211D010212 |  | 5211 | 5211D01 | 2 1/2 | BN | 2.5 | LOW-LEAD CERTIFIED BUTTERFLY VALVE,LUG,LEVER,CI BODY,ALMN/BRNZ DISC,200 WOG,EPDM LINER,DDE,NSF-61 | 512.73 | 11.14 | 1.81 | 5.5 | 10.44 | 1 | 11.9 | 6.4 | 4.5 | 084738290995 | 08473829099 | https://www.hammondvalve.com/wp-content/uploads/spec-sheets/5200hi_2-12.pdf | https://www.hammondvalve.com/wp-content/uploads/ioms/LugButterflyIOM.pdf |  | 12/10/09
BF0722 | 5211D010300 |  | 5211 | 5211D01 | 3 | BN | 3 | LOW-LEAD CERTIFIED BUTTERFLY VALVE,LUG,LEVER,CI BODY,ALMN/BRNZ DISC,200 WOG,EPDM LINER,DDE,NSF-61 | 549.38 | 11.64 | 1.81 | 6 | 11.13 | 1 | 11.9 | 6.4 | 4.5 | 084738291008 | 08473829100 | https://www.hammondvalve.com/wp-content/uploads/spec-sheets/5200hi_2-12.pdf | https://www.hammondvalve.com/wp-content/uploads/ioms/LugButterflyIOM.pdf |  | 12/10/09
BF0722 | 5211D010400 |  | 5211 | 5211D01 | 4 | BN | 4 | LOW-LEAD CERTIFIED BUTTERFLY VALVE,LUG,LEVER,CI BODY,ALMN/BRNZ DISC,200 WOG,EPDM LINER,DDE,NSF-61 | 727.98 | 17.68 | 2.07 | 7.5 | 12.38 | 1 | 12.9 | 9 | 4.5 | 084738291015 | 08473829101 | https://www.hammondvalve.com/wp-content/uploads/spec-sheets/5200hi_2-12.pdf | https://www.hammondvalve.com/wp-content/uploads/ioms/LugButterflyIOM.pdf |  | 12/10/09
BF0722 | 5211D010500 |  | 5211 | 5211D01 | 5 | BN | 5 | LOW-LEAD CERTIFIED BUTTERFLY VALVE,LUG,LEVER,CI BODY,ALMN/BRNZ DISC,200 WOG,EPDM LINER,DDE,NSF-61 | 1085.14 | 21.8 | 2.19 | 8.5 | 13.6 | 1 | 15.1 | 11.1 | 4.5 | 084738291022 | 08473829102 | https://www.hammondvalve.com/wp-content/uploads/spec-sheets/5200hi_2-12.pdf | https://www.hammondvalve.com/wp-content/uploads/ioms/LugButterflyIOM.pdf |  | 12/10/09
BF0722 | 5211D010600 |  | 5211 | 5211D01 | 6 | BN | 6 | LOW-LEAD CERTIFIED BUTTERFLY VALVE,LUG,LEVER,CI BODY,ALMN/BRNZ DISC,200 WOG,EPDM LINER,DDE,NSF-61 | 1176.68 | 26.14 | 2.19 | 9.5 | 14.69 | 1 | 15.1 | 11.1 | 4.5 | 084738291039 | 08473829103 | https://www.hammondvalve.com/wp-content/uploads/spec-sheets/5200hi_2-12.pdf | https://www.hammondvalve.com/wp-content/uploads/ioms/LugButterflyIOM.pdf |  | 12/10/09
BF0722 | 5211D010800 |  | 5211 | 5211D01 | 8 | BN | 8 | LOW-LEAD CERTIFIED BUTTERFLY VALVE,LUG,LEVER,CI BODY,ALMN/BRNZ DISC,200 WOG,EPDM LINER,DDE,NSF-61 | 1767.28 | 42.84 | 2.38 | 11.75 | 16.44 | 1 | 19.7 | 15 | 7.5 | 084738291046 | 08473829104 | https://www.hammondvalve.com/wp-content/uploads/spec-sheets/5200hi_2-12.pdf | https://www.hammondvalve.com/wp-content/uploads/ioms/LugButterflyIOM.pdf |  | 12/10/09
BF0722 | 5211D011000 |  | 5211 | 5211D01 | 10 | BN | 10 | LOW-LEAD CERTIFIED BUTTERFLY VALVE,LUG,LEVER,CI BODY,ALMN/BRNZ DISC,200 WOG,EPDM LINER,DDE,NSF-61 | 2380.71 | 67.14 | 2.69 | 14.25 | 19.94 | 1 | 22.4 | 17.1 | 7.5 | 084738291053 | 08473829105 | https://www.hammondvalve.com/wp-content/uploads/spec-sheets/5200hi_2-12.pdf | https://www.hammondvalve.com/wp-content/uploads/ioms/LugButterflyIOM.pdf |  | 12/10/09
BF0722 | 5211D011200 |  | 5211 | 5211D01 | 12 | BN | 12 | LOW-LEAD CERTIFIED BUTTERFLY VALVE,LUG,LEVER,CI BODY,ALMN/BRNZ DISC,200 WOG,EPDM LINER,DDE,NSF-61 | 3497.9 | 93.56 | 3.06 | 17 | 22.81 | 1 | 25.4 | 19.7 | 7.5 | 084738291060 | 08473829106 | https://www.hammondvalve.com/wp-content/uploads/spec-sheets/5200hi_2-12.pdf | https://www.hammondvalve.com/wp-content/uploads/ioms/LugButterflyIOM.pdf |  | 12/10/09
BF0722 | 5211D030300 |  | 5211 | 5211D03 | 3 | BN | 3 | LOW-LEAD CERTIFIED BUTTERFLY VALVE,LUG,GEAR,CI BODY,ALMN/BRNZ DISC,200 WOG,EPDM LINER,DDE,NSF-61 | 1071.01 | 19.26 | 1.81 | 6 | 12.3 | 1 | 13.9 | 9.7 | 5.7 | 084738291077 | 08473829107 | https://www.hammondvalve.com/wp-content/uploads/spec-sheets/5200hi_2-12.pdf | https://www.hammondvalve.com/wp-content/uploads/ioms/LugButterflyIOM.pdf |  | 12/10/09
BF0722 | 5211D030400 |  | 5211 | 5211D03 | 4 | BN | 4 | LOW-LEAD CERTIFIED BUTTERFLY VALVE,LUG,GEAR,CI BODY,ALMN/BRNZ DISC,200 WOG,EPDM LINER,DDE,NSF-61 | 1263.43 | 25.74 | 2.07 | 7.5 | 13.55 | 1 | 14 | 11 | 5.7 | 084738291084 | 08473829108 | https://www.hammondvalve.com/wp-content/uploads/spec-sheets/5200hi_2-12.pdf | https://www.hammondvalve.com/wp-content/uploads/ioms/LugButterflyIOM.pdf |  | 12/10/09
BF0722 | 5211D030500 |  | 5211 | 5211D03 | 5 | BN | 5 | LOW-LEAD CERTIFIED BUTTERFLY VALVE,LUG,GEAR,CI BODY,ALMN/BRNZ DISC,200 WOG,EPDM LINER,DDE,NSF-61 | 1604.69 | 29.28 | 2.19 | 8.5 | 14.77 | 1 | 16.5 | 12 | 5.7 | 084738293668 | 08473829366 | https://www.hammondvalve.com/wp-content/uploads/spec-sheets/5200hi_2-12.pdf | https://www.hammondvalve.com/wp-content/uploads/ioms/LugButterflyIOM.pdf |  | 12/10/09
BF0722 | 5211D030600 |  | 5211 | 5211D03 | 6 | BN | 6 | LOW-LEAD CERTIFIED BUTTERFLY VALVE,LUG,GEAR,CI BODY,ALMN/BRNZ DISC,200 WOG,EPDM LINER,DDE,NSF-61 | 1707.8 | 33.84 | 2.19 | 9.5 | 15.86 | 1 | 16.5 | 12 | 5.7 | 084738291091 | 08473829109 | https://www.hammondvalve.com/wp-content/uploads/spec-sheets/5200hi_2-12.pdf | https://www.hammondvalve.com/wp-content/uploads/ioms/LugButterflyIOM.pdf |  | 12/10/09
BF0722 | 5211D030800 |  | 5211 | 5211D03 | 8 | BN | 8 | LOW-LEAD CERTIFIED BUTTERFLY VALVE,LUG,GEAR,CI BODY,ALMN/BRNZ DISC,200 WOG,EPDM LINER,DDE,NSF-61 | 2399.1 | 58.74 | 2.38 | 11.75 | 18.17 | 1 | 19.7 | 15 | 7.5 | 084738291107 | 08473829110 | https://www.hammondvalve.com/wp-content/uploads/spec-sheets/5200hi_2-12.pdf | https://www.hammondvalve.com/wp-content/uploads/ioms/LugButterflyIOM.pdf |  | 12/10/09
BF0722 | 5211D031000 |  | 5211 | 5211D03 | 10 | BN | 10 | LOW-LEAD CERTIFIED BUTTERFLY VALVE,LUG,GEAR,CI BODY,ALMN/BRNZ DISC,200 WOG,EPDM LINER,DDE,NSF-61 | 3003.4 | 82.52 | 2.69 | 14.25 | 21.67 | 1 | 22.4 | 17.1 | 7.5 | 084738291114 | 08473829111 | https://www.hammondvalve.com/wp-content/uploads/spec-sheets/5200hi_2-12.pdf | https://www.hammondvalve.com/wp-content/uploads/ioms/LugButterflyIOM.pdf |  | 12/10/09
BF0722 | 5211D031200 |  | 5211 | 5211D03 | 12 | BN | 12 | LOW-LEAD CERTIFIED BUTTERFLY VALVE,LUG,GEAR,CI BODY,ALMN/BRNZ DISC,200 WOG,EPDM LINER,DDE,NSF-61 | 4115.95 | 112.7 | 3.06 | 17 | 24.54 | 1 | 25.4 | 19.7 | 7.5 | 084738291121 | 08473829112 | https://www.hammondvalve.com/wp-content/uploads/spec-sheets/5200hi_2-12.pdf | https://www.hammondvalve.com/wp-content/uploads/ioms/LugButterflyIOM.pdf |  | 12/10/09
BF0722 | 6100000300 |  | 6100 | 610000 | 3 | AN | 3 | BUTTERFLY VALVE,WAFER,BARE STEM,CI BODY,NCKL PLTD DI DISC,200 WOG,BUNA LINER | 435.07 | 8.45 | 1.81 | 6 | 10 | 1 | 11.25 | 5.875 | 4.125 | 084738121671 | 08473812167 | https://www.hammondvalve.com/wp-content/uploads/spec-sheets/6100_2-12.pdf | https://www.hammondvalve.com/wp-content/uploads/ioms/resilient-seated-butterfly-iom.pdf |  | 01/01/04
BF0722 | 6100000400 |  | 6100 | 610000 | 4 | AN | 4 | BUTTERFLY VALVE,WAFER,BARE STEM,CI BODY,NCKL PLTD DI DISC,200 WOG,BUNA LINER | 534.16 | 12.29 | 2.07 | 7.5 | 11.25 | 1 | 12.25 | 8.5 | 4.125 | 084738126331 | 08473812633 | https://www.hammondvalve.com/wp-content/uploads/spec-sheets/6100_2-12.pdf | https://www.hammondvalve.com/wp-content/uploads/ioms/resilient-seated-butterfly-iom.pdf |  | 01/01/04
BF0722 | 6100000600 |  | 6100 | 610000 | 6 | AN | 6 | BUTTERFLY VALVE,WAFER,BARE STEM,CI BODY,NCKL PLTD DI DISC,200 WOG,BUNA LINER | 947.74 | 19.15 | 2.19 | 9.5 | 13.56 | 1 | 14.5 | 10.5625 | 4 | 084738121688 | 08473812168 | https://www.hammondvalve.com/wp-content/uploads/spec-sheets/6100_2-12.pdf | https://www.hammondvalve.com/wp-content/uploads/ioms/resilient-seated-butterfly-iom.pdf |  | 01/01/04
BF0722 | 6100000800 |  | 6100 | 610000 | 8 | AN | 8 | BUTTERFLY VALVE,WAFER,BARE STEM,CI BODY,NCKL PLTD DI DISC,200 WOG,BUNA LINER | 1305.28 | 39.25 | 2.38 | 11.75 | 15.94 | 1 | 20.5 | 13.625 | 6.375 | 084738121695 | 08473812169 | https://www.hammondvalve.com/wp-content/uploads/spec-sheets/6100_2-12.pdf | https://www.hammondvalve.com/wp-content/uploads/ioms/resilient-seated-butterfly-iom.pdf |  | 01/01/04
BF0722 | 6100001000 |  | 6100 | 610000 | 10 | AN | 10 | BUTTERFLY VALVE,WAFER,BARE STEM,CI BODY,NCKL PLTD DI DISC,200 WOG,BUNA LINER | 1882.46 | 87 | 2.69 | 14.25 | 19.94 | 1 |  |  |  | 084738293972 | 08473829397 | https://www.hammondvalve.com/wp-content/uploads/spec-sheets/6100_2-12.pdf | https://www.hammondvalve.com/wp-content/uploads/ioms/resilient-seated-butterfly-iom.pdf |  | 04/05/16
BF0722 | 6100001200 |  | 6100 | 610000 | 12 | AN | 12 | BUTTERFLY VALVE,WAFER,BARE STEM,CI BODY,NCKL PLTD DI DISC,200 WOG,BUNA LINER | 2541.56 | 87 | 3.06 | 17 | 21.31 | 1 |  |  |  | 084738121701 | 08473812170 | https://www.hammondvalve.com/wp-content/uploads/spec-sheets/6100_2-12.pdf | https://www.hammondvalve.com/wp-content/uploads/ioms/resilient-seated-butterfly-iom.pdf |  | 01/01/04
BF0722 | 6100001600 |  | 6100 | 610000 | 16 | AN | 16 | BUTTERFLY VALVE,WAFER,BARE STEM,CI BODY,NCKL PLTD DI DISC,150 WOG,BUNA LINER | 5320.06 | 0 | 4 | 23.5 | 29.44 | 1 |  |  |  | 084738122258 | 08473812225 | https://www.hammondvalve.com/wp-content/uploads/spec-sheets/6100_14-24.pdf | https://www.hammondvalve.com/wp-content/uploads/ioms/resilient-seated-butterfly-iom.pdf |  | 01/01/04
BF0722 | 6100010200 |  | 6100 | 610001 | 2 | AN | 2 | BUTTERFLY VALVE,WAFER,LEVER HNDL,CI BODY,NCKL PLTD DI DISC,200 WOG,BUNA LINER | 478.18 | 8.04 | 1.69 | 4.75 | 9.69 | 1 |  |  |  | 084738110927 | 08473811092 | https://www.hammondvalve.com/wp-content/uploads/spec-sheets/6100_2-12.pdf | https://www.hammondvalve.com/wp-content/uploads/ioms/resilient-seated-butterfly-iom.pdf |  | 01/01/04
BF0722 | 6100010212 |  | 6100 | 610001 | 2 1/2 | AN | 2.5 | BUTTERFLY VALVE,WAFER,LEVER HNDL,CI BODY,NCKL PLTD DI DISC,200 WOG,BUNA LINER | 478.18 | 9.706 | 1.81 | 5.5 | 10.44 | 1 | 11.25 | 5.875 | 4.125 | 084738110934 | 08473811093 | https://www.hammondvalve.com/wp-content/uploads/spec-sheets/6100_2-12.pdf | https://www.hammondvalve.com/wp-content/uploads/ioms/resilient-seated-butterfly-iom.pdf |  | 01/01/04
BF0722 | 6100010300 |  | 6100 | 610001 | 3 | AN | 3 | BUTTERFLY VALVE,WAFER,LEVER HNDL,CI BODY,NCKL PLTD DI DISC,200 WOG,BUNA LINER | 512.57 | 10.5 | 1.81 | 6 | 11.13 | 1 | 11.25 | 5.875 | 4.125 | 084738110941 | 08473811094 | https://www.hammondvalve.com/wp-content/uploads/spec-sheets/6100_2-12.pdf | https://www.hammondvalve.com/wp-content/uploads/ioms/resilient-seated-butterfly-iom.pdf |  | 01/01/04
BF0722 | 6100010400 |  | 6100 | 610001 | 4 | AN | 4 | BUTTERFLY VALVE,WAFER,LEVER HNDL,CI BODY,NCKL PLTD DI DISC,200 WOG,BUNA LINER | 650.49 | 13.88 | 2.07 | 7.5 | 12.38 | 1 | 12.25 | 8.5 | 4.125 | 084738110958 | 08473811095 | https://www.hammondvalve.com/wp-content/uploads/spec-sheets/6100_2-12.pdf | https://www.hammondvalve.com/wp-content/uploads/ioms/resilient-seated-butterfly-iom.pdf |  | 01/01/04
BF0722 | 6100010500 |  | 6100 | 610001 | 5 | AN | 5 | BUTTERFLY VALVE,WAFER,LEVER HNDL,CI BODY,NCKL PLTD DI DISC,200 WOG,BUNA LINER | 861.54 | 16.5 | 2.19 | 8.5 | 13.6 | 1 | 14.5 | 10.5625 | 4 | 084738110965 | 08473811096 | https://www.hammondvalve.com/wp-content/uploads/spec-sheets/6100_2-12.pdf | https://www.hammondvalve.com/wp-content/uploads/ioms/resilient-seated-butterfly-iom.pdf |  | 01/01/04
BF0722 | 6100010600 |  | 6100 | 610001 | 6 | AN | 6 | BUTTERFLY VALVE,WAFER,LEVER HNDL,CI BODY,NCKL PLTD DI DISC,200 WOG,BUNA LINER | 1068.36 | 20.206 | 2.19 | 9.5 | 14.69 | 1 | 14.5 | 10.5625 | 4 | 084738110972 | 08473811097 | https://www.hammondvalve.com/wp-content/uploads/spec-sheets/6100_2-12.pdf | https://www.hammondvalve.com/wp-content/uploads/ioms/resilient-seated-butterfly-iom.pdf |  | 01/01/04
BF0722 | 6100010800 |  | 6100 | 610001 | 8 | AN | 8 | BUTTERFLY VALVE,WAFER,LEVER HNDL,CI BODY,NCKL PLTD DI DISC,200 WOG,BUNA LINER | 1456.02 | 35.44 | 2.38 | 11.75 | 16.44 | 1 | 20.5 | 13.625 | 6.375 | 084738111559 | 08473811155 | https://www.hammondvalve.com/wp-content/uploads/spec-sheets/6100_2-12.pdf | https://www.hammondvalve.com/wp-content/uploads/ioms/resilient-seated-butterfly-iom.pdf |  | 01/01/04
BF0722 | 6100011000 |  | 6100 | 610001 | 10 | AN | 10 | BUTTERFLY VALVE,WAFER,LEVER HNDL,CI BODY,NCKL PLTD DI DISC,200 WOG,BUNA LINER | 2041.87 | 51.6 | 2.69 | 14.25 | 19.94 | 1 | 22 | 16.625 | 6.75 | 084738111566 | 08473811156 | https://www.hammondvalve.com/wp-content/uploads/spec-sheets/6100_2-12.pdf | https://www.hammondvalve.com/wp-content/uploads/ioms/resilient-seated-butterfly-iom.pdf |  | 01/01/04
BF0722 | 6100011200 |  | 6100 | 610001 | 12 | AN | 12 | BUTTERFLY VALVE,WAFER,LEVER HNDL,CI BODY,NCKL PLTD DI DISC,200 WOG,BUNA LINER | 2700.91 | 87.45 | 3.06 | 17 | 22.81 | 1 | 24.625 | 19 | 6.25 | 084738111573 | 08473811157 | https://www.hammondvalve.com/wp-content/uploads/spec-sheets/6100_2-12.pdf | https://www.hammondvalve.com/wp-content/uploads/ioms/resilient-seated-butterfly-iom.pdf |  | 01/01/04
BF0722 | 6100030300 |  | 6100 | 610003 | 3 | AN | 3 | BUTTERFLY VALVE,WAFER,GEAR OPERATOR,CI BODY,NCKL PLTD DI DISC,200 WOG,BUNA LINER | 1038.16 | 15.55 | 1.81 | 6 | 12.3 | 1 | 11.25 | 5.875 | 4.125 | 084738126409 | 08473812640 | https://www.hammondvalve.com/wp-content/uploads/spec-sheets/6100_2-12.pdf | https://www.hammondvalve.com/wp-content/uploads/ioms/resilient-seated-butterfly-iom.pdf |  | 01/01/04
BF0722 | 6100030400 |  | 6100 | 610003 | 4 | AN | 4 | BUTTERFLY VALVE,WAFER,GEAR OPERATOR,CI BODY,NCKL PLTD DI DISC,200 WOG,BUNA LINER | 1184.6 | 0 | 2.07 | 7.5 | 13.55 | 1 | 12.25 | 8.5 | 4.125 | 084738126416 | 08473812641 | https://www.hammondvalve.com/wp-content/uploads/spec-sheets/6100_2-12.pdf | https://www.hammondvalve.com/wp-content/uploads/ioms/resilient-seated-butterfly-iom.pdf |  | 01/01/04
BF0722 | 6100030600 |  | 6100 | 610003 | 6 | AN | 6 | BUTTERFLY VALVE,WAFER,GEAR OPERATOR,CI BODY,NCKL PLTD DI DISC,200 WOG,BUNA LINER | 1598.18 | 23.05 | 2.19 | 9.5 | 15.86 | 1 | 14.5 | 10.5625 | 4 | 084738126423 | 08473812642 | https://www.hammondvalve.com/wp-content/uploads/spec-sheets/6100_2-12.pdf | https://www.hammondvalve.com/wp-content/uploads/ioms/resilient-seated-butterfly-iom.pdf |  | 01/01/04
BF0722 | 6100030800 |  | 6100 | 610003 | 8 | AN | 8 | BUTTERFLY VALVE,WAFER,GEAR OPERATOR,CI BODY,NCKL PLTD DI DISC,200 WOG,BUNA LINER | 2084.99 | 43.95 | 2.38 | 11.75 | 18.17 | 1 | 20.5 | 13.625 | 6.375 | 084738116981 | 08473811698 | https://www.hammondvalve.com/wp-content/uploads/spec-sheets/6100_2-12.pdf | https://www.hammondvalve.com/wp-content/uploads/ioms/resilient-seated-butterfly-iom.pdf |  | 01/01/04
BF0722 | 6100031000 |  | 6100 | 610003 | 10 | AN | 10 | BUTTERFLY VALVE,WAFER,GEAR OPERATOR,CI BODY,NCKL PLTD DI DISC,200 WOG,BUNA LINER | 2662.21 | 56.58 | 2.69 | 14.25 | 21.67 | 1 | 22 | 16.625 | 6.75 | 084738126430 | 08473812643 | https://www.hammondvalve.com/wp-content/uploads/spec-sheets/6100_2-12.pdf | https://www.hammondvalve.com/wp-content/uploads/ioms/resilient-seated-butterfly-iom.pdf |  | 01/01/04
BF0722 | 6100031200 |  | 6100 | 610003 | 12 | AN | 12 | BUTTERFLY VALVE,WAFER,GEAR OPERATOR,CI BODY,NCKL PLTD DI DISC,200 WOG,BUNA LINER | 3321.33 | 87.25 | 3.06 | 17 | 24.54 | 1 | 24.625 | 19 | 6.25 | 084738126447 | 08473812644 | https://www.hammondvalve.com/wp-content/uploads/spec-sheets/6100_2-12.pdf | https://www.hammondvalve.com/wp-content/uploads/ioms/resilient-seated-butterfly-iom.pdf |  | 01/01/04
BF0722 | 6100031400 |  | 6100 | 610003 | 14 | AN | 14 | BUTTERFLY VALVE,WAFER,GEAR OPERATOR,CI BODY,NCKL PLTD DI DISC,150 WOG,BUNA LINER | 4297 | 0 | 3.06 | 21 | 28.81 | 1 |  |  |  | 084738117339 | 08473811733 | https://www.hammondvalve.com/wp-content/uploads/spec-sheets/6100_14-24.pdf | https://www.hammondvalve.com/wp-content/uploads/ioms/resilient-seated-butterfly-iom.pdf |  | 01/01/04
BF0722 | 6100031600 |  | 6100 | 610003 | 16 | AN | 16 | BUTTERFLY VALVE,WAFER,GEAR OPERATOR,CI BODY,NCKL PLTD DI DISC,150 WOG,BUNA LINER | 6547.83 | 0 | 4 | 23.5 | 31.44 | 1 |  |  |  | 084738116653 | 08473811665 | https://www.hammondvalve.com/wp-content/uploads/spec-sheets/6100_14-24.pdf | https://www.hammondvalve.com/wp-content/uploads/ioms/resilient-seated-butterfly-iom.pdf |  | 01/01/04
BF0722 | 6100032000 |  | 6100 | 610003 | 20 | AN | 20 | BUTTERFLY VALVE,WAFER,GEAR OPERATOR,CI BODY,NCKL PLTD DI DISC,150 WOG,BUNA LINER | 10435.61 | 0 | 5 | 27.5 | 36.01 | 1 |  |  |  | 084738126454 | 08473812645 | https://www.hammondvalve.com/wp-content/uploads/spec-sheets/6100_14-24.pdf | https://www.hammondvalve.com/wp-content/uploads/ioms/resilient-seated-butterfly-iom.pdf |  | 01/01/04
BF0722 | 6100032400 |  | 6100 | 610003 | 24 | AN | 24 | BUTTERFLY VALVE,WAFER,GEAR OPERATOR,CI BODY,NCKL PLTD DI DISC,150 WOG,BUNA LINER | 16701.07 | 0 | 6.06 | 28.25 | 43.06 | 1 |  |  |  | 084738126461 | 08473812646 | https://www.hammondvalve.com/wp-content/uploads/spec-sheets/6100_14-24.pdf | https://www.hammondvalve.com/wp-content/uploads/ioms/resilient-seated-butterfly-iom.pdf |  | 01/01/04
BF0722 | 6101000200 |  | 6101 | 610100 | 2 | AN | 2 | BUTTERFLY VALVE,WAFER,BARE STEM,CI BODY,NCKL PLTD DI DISC,200 WOG,EPDM LINER | 400.63 | 6.3 | 1.69 | 4.75 | 8.56 | 1 |  |  |  | 084738122678 | 08473812267 | https://www.hammondvalve.com/wp-content/uploads/spec-sheets/6100_2-12.pdf | https://www.hammondvalve.com/wp-content/uploads/ioms/resilient-seated-butterfly-iom.pdf |  | 01/01/04
BF0722 | 6101000212 |  | 6101 | 610100 | 2 1/2 | AN | 2.5 | BUTTERFLY VALVE,WAFER,BARE STEM,CI BODY,NCKL PLTD DI DISC,200 WOG,EPDM LINER | 400.63 | 8.1 | 1.81 | 5.5 | 9.31 | 1 | 11.25 | 5.875 | 4.125 | 084738126478 | 08473812647 | https://www.hammondvalve.com/wp-content/uploads/spec-sheets/6100_2-12.pdf | https://www.hammondvalve.com/wp-content/uploads/ioms/resilient-seated-butterfly-iom.pdf |  | 01/01/04
BF0722 | 6101000300 |  | 6101 | 610100 | 3 | AN | 3 | BUTTERFLY VALVE,WAFER,BARE STEM,CI BODY,NCKL PLTD DI DISC,200 WOG,EPDM LINER | 435.07 | 8.45 | 1.81 | 6 | 10 | 1 | 11.25 | 5.875 | 4.125 | 084738111580 | 08473811158 | https://www.hammondvalve.com/wp-content/uploads/spec-sheets/6100_2-12.pdf | https://www.hammondvalve.com/wp-content/uploads/ioms/resilient-seated-butterfly-iom.pdf |  | 01/01/04
BF0722 | 6101000400 |  | 6101 | 610100 | 4 | AN | 4 | BUTTERFLY VALVE,WAFER,BARE STEM,CI BODY,NCKL PLTD DI DISC,200 WOG,EPDM LINER | 534.16 | 11.7 | 2.07 | 7.5 | 11.25 | 1 | 12.25 | 8.5 | 4.125 | 084738126485 | 08473812648 | https://www.hammondvalve.com/wp-content/uploads/spec-sheets/6100_2-12.pdf | https://www.hammondvalve.com/wp-content/uploads/ioms/resilient-seated-butterfly-iom.pdf |  | 01/01/04
BF0722 | 6101000500 |  | 6101 | 610100 | 5 | AN | 5 | BUTTERFLY VALVE,WAFER,BARE STEM,CI BODY,NCKL PLTD DI DISC,200 WOG,EPDM LINER | 745.24 | 14.95 | 2.19 | 8.5 | 12.47 | 1 | 14.5 | 10.5625 | 4 | 084738126492 | 08473812649 | https://www.hammondvalve.com/wp-content/uploads/spec-sheets/6100_2-12.pdf | https://www.hammondvalve.com/wp-content/uploads/ioms/resilient-seated-butterfly-iom.pdf |  | 01/01/04
BF0722 | 6101000600 |  | 6101 | 610100 | 6 | AN | 6 | BUTTERFLY VALVE,WAFER,BARE STEM,CI BODY,NCKL PLTD DI DISC,200 WOG,EPDM LINER | 947.74 | 19 | 2.19 | 9.5 | 13.56 | 1 | 14.5 | 10.5625 | 4 | 084738126508 | 08473812650 | https://www.hammondvalve.com/wp-content/uploads/spec-sheets/6100_2-12.pdf | https://www.hammondvalve.com/wp-content/uploads/ioms/resilient-seated-butterfly-iom.pdf |  | 01/01/04
BF0722 | 6101000800 |  | 6101 | 610100 | 8 | AN | 8 | BUTTERFLY VALVE,WAFER,BARE STEM,CI BODY,NCKL PLTD DI DISC,200 WOG,EPDM LINER | 1305.28 | 33.7 | 2.38 | 11.75 | 15.94 | 1 | 20.5 | 13.625 | 6.375 | 084738126515 | 08473812651 | https://www.hammondvalve.com/wp-content/uploads/spec-sheets/6100_2-12.pdf | https://www.hammondvalve.com/wp-content/uploads/ioms/resilient-seated-butterfly-iom.pdf |  | 01/01/04
BF0722 | 6101001000 |  | 6101 | 610100 | 10 | AN | 10 | BUTTERFLY VALVE,WAFER,BARE STEM,CI BODY,NCKL PLTD DI DISC,200 WOG,EPDM LINER | 1882.46 | 51.6 | 2.69 | 14.25 | 18.44 | 1 | 22 | 16.625 | 6.75 | 084738122708 | 08473812270 | https://www.hammondvalve.com/wp-content/uploads/spec-sheets/6100_2-12.pdf | https://www.hammondvalve.com/wp-content/uploads/ioms/resilient-seated-butterfly-iom.pdf |  | 01/01/04
BF0722 | 6101001200 |  | 6101 | 610100 | 12 | AN | 12 | BUTTERFLY VALVE,WAFER,BARE STEM,CI BODY,NCKL PLTD DI DISC,200 WOG,EPDM LINER | 2541.56 | 76.45 | 3.06 | 17 | 21.31 | 1 | 24.625 | 19 | 6.25 | 084738126522 | 08473812652 | https://www.hammondvalve.com/wp-content/uploads/spec-sheets/6100_2-12.pdf | https://www.hammondvalve.com/wp-content/uploads/ioms/resilient-seated-butterfly-iom.pdf |  | 01/01/04
BF0722 | 6101001400 |  | 6101 | 610100 | 14 | AN | 14 | BUTTERFLY VALVE,WAFER,BARE STEM,CI BODY,NCKL PLTD DI DISC,150 WOG,EPDM LINER | 3785.43 | 0 | 3.06 | 21 | 27.06 | 1 |  |  |  | 084738122685 | 08473812268 | https://www.hammondvalve.com/wp-content/uploads/spec-sheets/6100_14-24.pdf | https://www.hammondvalve.com/wp-content/uploads/ioms/resilient-seated-butterfly-iom.pdf |  | 01/01/04
BF0722 | 6101001800 |  | 6101 | 610100 | 18 | AN | 18 | BUTTERFLY VALVE,WAFER,BARE STEM,CI BODY,NCKL PLTD DI DISC,150 WOG,EPDM LINER | 6752.46 | 0 | 4.5 | 25 | 32.13 | 1 |  |  |  | 084738122692 | 08473812269 | https://www.hammondvalve.com/wp-content/uploads/spec-sheets/6100_14-24.pdf | https://www.hammondvalve.com/wp-content/uploads/ioms/resilient-seated-butterfly-iom.pdf |  | 01/01/04
BF0722 | 6101010200 |  | 6101 | 610101 | 2 | AN | 2 | BUTTERFLY VALVE,WAFER,LEVER HNDL,CI BODY,NCKL PLTD DI DISC,200 WOG,EPDM LINER | 478.18 | 8.48 | 1.69 | 4.75 | 9.69 | 1 | 11.25 | 5.875 | 4.125 | 084738109747 | 08473810974 | https://www.hammondvalve.com/wp-content/uploads/spec-sheets/6100_2-12.pdf | https://www.hammondvalve.com/wp-content/uploads/ioms/resilient-seated-butterfly-iom.pdf |  | 01/01/04
BF0722 | 6101010212 |  | 6101 | 610101 | 2 1/2 | AN | 2.5 | BUTTERFLY VALVE,WAFER,LEVER HNDL,CI BODY,NCKL PLTD DI DISC,200 WOG,EPDM LINER | 478.18 | 9.74 | 1.81 | 5.5 | 10.44 | 1 | 0 | 0 | 0 | 084738109754 | 08473810975 | https://www.hammondvalve.com/wp-content/uploads/spec-sheets/6100_2-12.pdf | https://www.hammondvalve.com/wp-content/uploads/ioms/resilient-seated-butterfly-iom.pdf |  | 01/01/04
BF0722 | 6101010300 |  | 6101 | 610101 | 3 | AN | 3 | BUTTERFLY VALVE,WAFER,LEVER HNDL,CI BODY,NCKL PLTD DI DISC,200 WOG,EPDM LINER | 512.57 | 10.46 | 1.81 | 6 | 11.13 | 1 | 11.25 | 5.875 | 4.125 | 084738109761 | 08473810976 | https://www.hammondvalve.com/wp-content/uploads/spec-sheets/6100_2-12.pdf | https://www.hammondvalve.com/wp-content/uploads/ioms/resilient-seated-butterfly-iom.pdf |  | 01/01/04
BF0722 | 6101010400 |  | 6101 | 610101 | 4 | AN | 4 | BUTTERFLY VALVE,WAFER,LEVER HNDL,CI BODY,NCKL PLTD DI DISC,200 WOG,EPDM LINER | 650.49 | 12.964 | 2.07 | 7.5 | 12.38 | 1 | 12.25 | 8.5 | 4.125 | 084738109778 | 08473810977 | https://www.hammondvalve.com/wp-content/uploads/spec-sheets/6100_2-12.pdf | https://www.hammondvalve.com/wp-content/uploads/ioms/resilient-seated-butterfly-iom.pdf |  | 01/01/04
BF0722 | 6101010500 |  | 6101 | 610101 | 5 | AN | 5 | BUTTERFLY VALVE,WAFER,LEVER HNDL,CI BODY,NCKL PLTD DI DISC,200 WOG,EPDM LINER | 861.54 | 16.78 | 2.19 | 8.5 | 13.6 | 1 | 14.5 | 10.5625 | 4 | 084738109785 | 08473810978 | https://www.hammondvalve.com/wp-content/uploads/spec-sheets/6100_2-12.pdf | https://www.hammondvalve.com/wp-content/uploads/ioms/resilient-seated-butterfly-iom.pdf |  | 01/01/04
BF0722 | 6101010600 |  | 6101 | 610101 | 6 | AN | 6 | BUTTERFLY VALVE,WAFER,LEVER HNDL,CI BODY,NCKL PLTD DI DISC,200 WOG,EPDM LINER | 1068.36 | 20.9 | 2.19 | 9.5 | 14.69 | 1 | 14.5 | 10.5625 | 4 | 084738109792 | 08473810979 | https://www.hammondvalve.com/wp-content/uploads/spec-sheets/6100_2-12.pdf | https://www.hammondvalve.com/wp-content/uploads/ioms/resilient-seated-butterfly-iom.pdf |  | 01/01/04
BF0722 | 6101010800 |  | 6101 | 610101 | 8 | AN | 8 | BUTTERFLY VALVE,WAFER,LEVER HNDL,CI BODY,NCKL PLTD DI DISC,200 WOG,EPDM LINER | 1456.02 | 36.16 | 2.38 | 11.75 | 16.44 | 1 | 20.5 | 13.625 | 6.375 | 084738109808 | 08473810980 | https://www.hammondvalve.com/wp-content/uploads/spec-sheets/6100_2-12.pdf | https://www.hammondvalve.com/wp-content/uploads/ioms/resilient-seated-butterfly-iom.pdf |  | 01/01/04
BF0722 | 6101011000 |  | 6101 | 610101 | 10 | AN | 10 | BUTTERFLY VALVE,WAFER,LEVER HNDL,CI BODY,NCKL PLTD DI DISC,200 WOG,EPDM LINER | 2041.87 | 51 | 2.69 | 14.25 | 19.94 | 1 | 22 | 16.625 | 6.75 | 084738109815 | 08473810981 | https://www.hammondvalve.com/wp-content/uploads/spec-sheets/6100_2-12.pdf | https://www.hammondvalve.com/wp-content/uploads/ioms/resilient-seated-butterfly-iom.pdf |  | 01/01/04
BF0722 | 6101011200 |  | 6101 | 610101 | 12 | AN | 12 | BUTTERFLY VALVE,WAFER,LEVER HNDL,CI BODY,NCKL PLTD DI DISC,200 WOG,EPDM LINER | 2700.91 | 90 | 3.06 | 17 | 22.81 | 1 | 24.625 | 19 | 6.25 | 084738109822 | 08473810982 | https://www.hammondvalve.com/wp-content/uploads/spec-sheets/6100_2-12.pdf | https://www.hammondvalve.com/wp-content/uploads/ioms/resilient-seated-butterfly-iom.pdf |  | 01/01/04
BF0722 | 6101030300 |  | 6101 | 610103 | 3 | AN | 3 | BUTTERFLY VALVE,WAFER,GEAR OPERATOR,CI BODY,NCKL PLTD DI DISC,200 WOG,EPDM LINER | 1038.16 | 15.5 | 1.81 | 6 | 12.3 | 1 | 11.25 | 5.875 | 4.125 | 084738126621 | 08473812662 | https://www.hammondvalve.com/wp-content/uploads/spec-sheets/6100_2-12.pdf | https://www.hammondvalve.com/wp-content/uploads/ioms/resilient-seated-butterfly-iom.pdf |  | 01/01/04
BF0722 | 6101030400 |  | 6101 | 610103 | 4 | AN | 4 | BUTTERFLY VALVE,WAFER,GEAR OPERATOR,CI BODY,NCKL PLTD DI DISC,200 WOG,EPDM LINER | 1184.6 | 17.25 | 2.07 | 7.5 | 13.55 | 1 | 12.25 | 8.5 | 4.125 | 084738126638 | 08473812663 | https://www.hammondvalve.com/wp-content/uploads/spec-sheets/6100_2-12.pdf | https://www.hammondvalve.com/wp-content/uploads/ioms/resilient-seated-butterfly-iom.pdf |  | 01/01/04
BF0722 | 6101030500 |  | 6101 | 610103 | 5 | AN | 5 | BUTTERFLY VALVE,WAFER,GEAR OPERATOR,CI BODY,NCKL PLTD DI DISC,200 WOG,EPDM LINER | 1395.76 | 0 | 2.19 | 8.5 | 14.77 | 1 | 14.5 | 10.5625 | 4 | 084738126645 | 08473812664 | https://www.hammondvalve.com/wp-content/uploads/spec-sheets/6100_2-12.pdf | https://www.hammondvalve.com/wp-content/uploads/ioms/resilient-seated-butterfly-iom.pdf |  | 01/01/04
BF0722 | 6101030600 |  | 6101 | 610103 | 6 | AN | 6 | BUTTERFLY VALVE,WAFER,GEAR OPERATOR,CI BODY,NCKL PLTD DI DISC,200 WOG,EPDM LINER | 1598.18 | 24.56 | 2.19 | 9.5 | 15.86 | 1 | 14.5 | 10.5625 | 4 | 084738109853 | 08473810985 | https://www.hammondvalve.com/wp-content/uploads/spec-sheets/6100_2-12.pdf | https://www.hammondvalve.com/wp-content/uploads/ioms/resilient-seated-butterfly-iom.pdf |  | 01/01/04
BF0722 | 6101030800 |  | 6101 | 610103 | 8 | AN | 8 | BUTTERFLY VALVE,WAFER,GEAR OPERATOR,CI BODY,NCKL PLTD DI DISC,200 WOG,EPDM LINER | 2084.99 | 0 | 2.38 | 11.75 | 18.17 | 1 | 20.5 | 13.625 | 6.375 | 084738126652 | 08473812665 | https://www.hammondvalve.com/wp-content/uploads/spec-sheets/6100_2-12.pdf | https://www.hammondvalve.com/wp-content/uploads/ioms/resilient-seated-butterfly-iom.pdf |  | 01/01/04
BF0722 | 6101031000 |  | 6101 | 610103 | 10 | AN | 10 | BUTTERFLY VALVE,WAFER,GEAR OPERATOR,CI BODY,NCKL PLTD DI DISC,200 WOG,EPDM LINER | 2662.21 | 75 | 2.69 | 14.25 | 21.67 | 1 | 22 | 16.625 | 6.75 | 084738109877 | 08473810987 | https://www.hammondvalve.com/wp-content/uploads/spec-sheets/6100_2-12.pdf | https://www.hammondvalve.com/wp-content/uploads/ioms/resilient-seated-butterfly-iom.pdf |  | 01/01/04
BF0722 | 6101031200 |  | 6101 | 610103 | 12 | AN | 12 | BUTTERFLY VALVE,WAFER,GEAR OPERATOR,CI BODY,NCKL PLTD DI DISC,200 WOG,EPDM LINER | 3321.33 | 84.85 | 3.06 | 17 | 24.54 | 1 | 24.625 | 19 | 6.25 | 084738109884 | 08473810988 | https://www.hammondvalve.com/wp-content/uploads/spec-sheets/6100_2-12.pdf | https://www.hammondvalve.com/wp-content/uploads/ioms/resilient-seated-butterfly-iom.pdf |  | 01/01/04
BF0722 | 6101031400 |  | 6101 | 610103 | 14 | AN | 14 | BUTTERFLY VALVE,WAFER,GEAR OPERATOR,CI BODY,NCKL PLTD DI DISC,150 WOG,EPDM LINER | 4297 | 0 | 3.06 | 21 | 28.81 | 1 |  |  |  | 084738126669 | 08473812666 | https://www.hammondvalve.com/wp-content/uploads/spec-sheets/6100_14-24.pdf | https://www.hammondvalve.com/wp-content/uploads/ioms/resilient-seated-butterfly-iom.pdf |  | 01/01/04
BF0722 | 6101031600 |  | 6101 | 610103 | 16 | AN | 16 | BUTTERFLY VALVE,WAFER,GEAR OPERATOR,CI BODY,NCKL PLTD DI DISC,150 WOG,EPDM LINER | 6547.83 | 0 | 4 | 23.5 | 31.44 | 1 |  |  |  | 084738126676 | 08473812667 | https://www.hammondvalve.com/wp-content/uploads/spec-sheets/6100_14-24.pdf | https://www.hammondvalve.com/wp-content/uploads/ioms/resilient-seated-butterfly-iom.pdf |  | 01/01/04
BF0722 | 6101031800 |  | 6101 | 610103 | 18 | AN | 18 | BUTTERFLY VALVE,WAFER,GEAR OPERATOR,CI BODY,NCKL PLTD DI DISC,150 WOG,EPDM LINER | 8184.78 | 0 | 4.5 | 25 | 33.26 | 1 |  |  |  | 084738126683 | 08473812668 | https://www.hammondvalve.com/wp-content/uploads/spec-sheets/6100_14-24.pdf | https://www.hammondvalve.com/wp-content/uploads/ioms/resilient-seated-butterfly-iom.pdf |  | 01/01/04
BF0722 | 6101032000 |  | 6101 | 610103 | 20 | AN | 20 | BUTTERFLY VALVE,WAFER,GEAR OPERATOR,CI BODY,NCKL PLTD DI DISC,150 WOG,EPDM LINER | 10435.61 | 0 | 5 | 27.5 | 36.01 | 1 |  |  |  | 084738126690 | 08473812669 | https://www.hammondvalve.com/wp-content/uploads/spec-sheets/6100_14-24.pdf | https://www.hammondvalve.com/wp-content/uploads/ioms/resilient-seated-butterfly-iom.pdf |  | 01/01/04
BF0722 | 6101032400 |  | 6100 | 610003 | 24 | AN | 24 | BUTTERFLY VALVE,WAFER,GEAR OPERATOR,CI BODY,NCKL PLTD DI DISC,150 WOG,EPDM LINER | 16701.07 | 0 | 6.06 | 28.25 | 43.06 | 1 |  |  |  | 084738294474 | 08473829447 | https://www.hammondvalve.com/wp-content/uploads/spec-sheets/6100_14-24.pdf | https://www.hammondvalve.com/wp-content/uploads/ioms/resilient-seated-butterfly-iom.pdf |  | 10/11/18
BF0722 | 6103010200 |  | 6103 | 610301 | 2 | AN | 2 | BUTTERFLY VALVE,WAFER,LEVER HANDLE,CI BODY,NCKL PLTD DI DISC,200 WOG,VITON LINER | 999.39 | 8.7 | 1.69 | 4.75 | 9.69 | 1 | 11.25 | 5.875 | 4.125 | 084738126706 | 08473812670 | https://www.hammondvalve.com/wp-content/uploads/spec-sheets/6100_2-12.pdf | https://www.hammondvalve.com/wp-content/uploads/ioms/resilient-seated-butterfly-iom.pdf |  | 01/01/04
BF0722 | 6103010212 |  | 6103 | 610301 | 2 1/2 | AN | 2.5 | BUTTERFLY VALVE,WAFER,LEVER HANDLE,CI BODY,NCKL PLTD DI DISC,200 WOG,VITON LINER | 1033.77 | 9.7 | 1.81 | 5.5 | 10.44 | 1 | 11.25 | 5.875 | 4.125 | 084738126713 | 08473812671 | https://www.hammondvalve.com/wp-content/uploads/spec-sheets/6100_2-12.pdf | https://www.hammondvalve.com/wp-content/uploads/ioms/resilient-seated-butterfly-iom.pdf |  | 01/01/04
BF0722 | 6103010300 |  | 6103 | 610301 | 3 | AN | 3 | BUTTERFLY VALVE,WAFER,LEVER HANDLE,CI BODY,NCKL PLTD DI DISC,200 WOG,VITON LINER | 1033.79 | 8.4 | 1.81 | 6 | 11.13 | 1 | 11.25 | 5.875 | 4.125 | 084738126720 | 08473812672 | https://www.hammondvalve.com/wp-content/uploads/spec-sheets/6100_2-12.pdf | https://www.hammondvalve.com/wp-content/uploads/ioms/resilient-seated-butterfly-iom.pdf |  | 01/01/04
BF0722 | 6103010400 |  | 6103 | 610301 | 4 | AN | 4 | BUTTERFLY VALVE,WAFER,LEVER HANDLE,CI BODY,NCKL PLTD DI DISC,200 WOG,VITON LINER | 1279.44 | 14.6 | 2.07 | 7.5 | 12.38 | 1 | 12.25 | 8.5 | 4.125 | 084738126737 | 08473812673 | https://www.hammondvalve.com/wp-content/uploads/spec-sheets/6100_2-12.pdf | https://www.hammondvalve.com/wp-content/uploads/ioms/resilient-seated-butterfly-iom.pdf |  | 01/01/04
BF0722 | 6103010500 |  | 6103 | 610301 | 5 | AN | 5 | BUTTERFLY VALVE,WAFER,LEVER HANDLE,CI BODY,NCKL PLTD DI DISC,200 WOG,VITON LINER | 1779.13 | 0 | 2.19 | 8.5 | 13.6 | 1 | 14.5 | 10.5625 | 4 | 084738126744 | 08473812674 | https://www.hammondvalve.com/wp-content/uploads/spec-sheets/6100_2-12.pdf | https://www.hammondvalve.com/wp-content/uploads/ioms/resilient-seated-butterfly-iom.pdf |  | 01/01/04
BF0722 | 6103010600 |  | 6103 | 610301 | 6 | AN | 6 | BUTTERFLY VALVE,WAFER,LEVER HANDLE,CI BODY,NCKL PLTD DI DISC,200 WOG,VITON LINER | 2007.43 | 21 | 2.19 | 9.5 | 14.69 | 1 | 14.5 | 10.5625 | 4 | 084738126751 | 08473812675 | https://www.hammondvalve.com/wp-content/uploads/spec-sheets/6100_2-12.pdf | https://www.hammondvalve.com/wp-content/uploads/ioms/resilient-seated-butterfly-iom.pdf |  | 01/01/04
BF0722 | 6103010800 |  | 6103 | 610301 | 8 | AN | 8 | BUTTERFLY VALVE,WAFER,LEVER HANDLE,CI BODY,NCKL PLTD DI DISC,200 WOG,VITON LINER | 3097.32 | 37.5 | 2.38 | 11.75 | 16.44 | 1 | 20.5 | 13.625 | 6.375 | 084738126768 | 08473812676 | https://www.hammondvalve.com/wp-content/uploads/spec-sheets/6100_2-12.pdf | https://www.hammondvalve.com/wp-content/uploads/ioms/resilient-seated-butterfly-iom.pdf |  | 01/01/04
BF0722 | 6103030800 |  | 6103 | 610303 | 8 | AN | 8 | BUTTERFLY VALVE,WAFER,GEAR OPERATOR,CI BODY,NCKL PLTD DI DISC,200 WOG,VITON LINER | 3726.27 | 51.1 | 2.38 | 11.75 | 18.17 | 1 |  |  |  | 084738286196 | 08473828619 | https://www.hammondvalve.com/wp-content/uploads/spec-sheets/6100_2-12.pdf | https://www.hammondvalve.com/wp-content/uploads/ioms/resilient-seated-butterfly-iom.pdf |  | 01/01/04
BF0722 | 6110000300 |  | 6110 | 611000 | 3 | AN | 3 | BUTTERFLY VALVE,WAFER,BARE STEM,CI BODY,ALMN/BRNZ DISC,200 WOG,BUNA LINER | 478.18 | 8.35 | 1.81 | 6 | 10 | 1 | 11.25 | 5.875 | 4.125 | 084738126782 | 08473812678 | https://www.hammondvalve.com/wp-content/uploads/spec-sheets/6100_2-12.pdf | https://www.hammondvalve.com/wp-content/uploads/ioms/resilient-seated-butterfly-iom.pdf |  | 01/01/04
BF0722 | 6110000400 |  | 6110 | 611000 | 4 | AN | 4 | BUTTERFLY VALVE,WAFER,BARE STEM,CI BODY,ALMN/BRNZ DISC,200 WOG,BUNA LINER | 607.35 | 13.4 | 2.07 | 7.5 | 11.25 | 1 | 12.25 | 8.5 | 4.125 | 084738292067 | 08473829206 | https://www.hammondvalve.com/wp-content/uploads/spec-sheets/6100_2-12.pdf | https://www.hammondvalve.com/wp-content/uploads/ioms/resilient-seated-butterfly-iom.pdf |  | 05/29/12
BF0722 | 6110000500 |  | 6110 | 611000 | 5 | AN | 5 | BUTTERFLY VALVE,WAFER,BARE STEM,CI BODY,ALMN/BRNZ DISC,200 WOG,BUNA LINER | 870.19 | 14 | 2.19 | 8.5 | 12.47 | 1 | 14.5 | 10.5625 | 4 | 084738283898 | 08473828389 | https://www.hammondvalve.com/wp-content/uploads/spec-sheets/6100_2-12.pdf | https://www.hammondvalve.com/wp-content/uploads/ioms/resilient-seated-butterfly-iom.pdf |  | 07/01/04
BF0722 | 6110000600 |  | 6110 | 611000 | 6 | AN | 6 | BUTTERFLY VALVE,WAFER,BARE STEM,CI BODY,ALMN/BRNZ DISC,200 WOG,BUNA LINER | 1068.36 | 18.45 | 2.19 | 9.5 | 13.56 | 1 | 14.5 | 10.5625 | 4 | 084738283904 | 08473828390 | https://www.hammondvalve.com/wp-content/uploads/spec-sheets/6100_2-12.pdf | https://www.hammondvalve.com/wp-content/uploads/ioms/resilient-seated-butterfly-iom.pdf |  | 07/01/04
BF0722 | 6110000800 |  | 6110 | 611000 | 8 | AN | 8 | BUTTERFLY VALVE,WAFER,BARE STEM,CI BODY,ALMN/BRNZ DISC,200 WOG,BUNA LINER | 1589.55 | 32.68 | 2.38 | 11.75 | 15.94 | 1 | 20.5 | 13.625 | 6.375 | 084738111597 | 08473811159 | https://www.hammondvalve.com/wp-content/uploads/spec-sheets/6100_2-12.pdf | https://www.hammondvalve.com/wp-content/uploads/ioms/resilient-seated-butterfly-iom.pdf |  | 01/01/04
BF0722 | 6110001000 |  | 6110 | 611000 | 10 | AN | 10 | BUTTERFLY VALVE,WAFER,BARE STEM,CI BODY,ALMN/BRNZ DISC,200 WOG,BUNA LINER | 2149.55 | 50.5 | 2.69 | 14.25 | 18.44 | 1 | 22 | 16.625 | 6.75 | 084738283911 | 08473828391 | https://www.hammondvalve.com/wp-content/uploads/spec-sheets/6100_2-12.pdf | https://www.hammondvalve.com/wp-content/uploads/ioms/resilient-seated-butterfly-iom.pdf |  | 07/01/04
BF0722 | 6110010200 |  | 6110 | 611001 | 2 | AN | 2 | BUTTERFLY VALVE,WAFER,LEVER HANDLE,CI BODY,ALMN/BRNZ DISC,200 WOG,BUNA LINER | 508.28 | 8.2 | 1.69 | 4.75 | 9.69 | 1 | 11.25 | 5.875 | 4.125 | 084738111603 | 08473811160 | https://www.hammondvalve.com/wp-content/uploads/spec-sheets/6100_2-12.pdf | https://www.hammondvalve.com/wp-content/uploads/ioms/resilient-seated-butterfly-iom.pdf |  | 01/01/04
BF0722 | 6110010212 |  | 6110 | 611001 | 2 1/2 | AN | 2.5 | BUTTERFLY VALVE,WAFER,LEVER HANDLE,CI BODY,ALMN/BRNZ DISC,200 WOG,BUNA LINER | 508.28 | 10.5 | 1.81 | 5.5 | 10.44 | 1 | 11.25 | 5.875 | 4.125 | 084738111610 | 08473811161 | https://www.hammondvalve.com/wp-content/uploads/spec-sheets/6100_2-12.pdf | https://www.hammondvalve.com/wp-content/uploads/ioms/resilient-seated-butterfly-iom.pdf |  | 01/01/04
BF0722 | 6110010300 |  | 6110 | 611001 | 3 | AN | 3 | BUTTERFLY VALVE,WAFER,LEVER HANDLE,CI BODY,ALMN/BRNZ DISC,200 WOG,BUNA LINER | 551.37 | 10.174 | 1.81 | 6 | 11.13 | 1 | 11.25 | 5.875 | 4.125 | 084738111627 | 08473811162 | https://www.hammondvalve.com/wp-content/uploads/spec-sheets/6100_2-12.pdf | https://www.hammondvalve.com/wp-content/uploads/ioms/resilient-seated-butterfly-iom.pdf |  | 01/01/04
BF0722 | 6110010400 |  | 6110 | 611001 | 4 | AN | 4 | BUTTERFLY VALVE,WAFER,LEVER HANDLE,CI BODY,ALMN/BRNZ DISC,200 WOG,BUNA LINER | 719.34 | 14.05 | 2.07 | 7.5 | 12.38 | 1 | 12.25 | 8.5 | 4.125 | 084738111634 | 08473811163 | https://www.hammondvalve.com/wp-content/uploads/spec-sheets/6100_2-12.pdf | https://www.hammondvalve.com/wp-content/uploads/ioms/resilient-seated-butterfly-iom.pdf |  | 01/01/04
BF0722 | 6110010500 |  | 6110 | 611001 | 5 | AN | 5 | BUTTERFLY VALVE,WAFER,LEVER HANDLE,CI BODY,ALMN/BRNZ DISC,200 WOG,BUNA LINER | 982.13 | 15.99 | 2.19 | 8.5 | 13.6 | 1 | 14.5 | 10.5625 | 4 | 084738111641 | 08473811164 | https://www.hammondvalve.com/wp-content/uploads/spec-sheets/6100_2-12.pdf | https://www.hammondvalve.com/wp-content/uploads/ioms/resilient-seated-butterfly-iom.pdf |  | 01/01/04
BF0722 | 6110010600 |  | 6110 | 611001 | 6 | AN | 6 | BUTTERFLY VALVE,WAFER,LEVER HANDLE,CI BODY,ALMN/BRNZ DISC,200 WOG,BUNA LINER | 1188.94 | 20.95 | 2.19 | 9.5 | 14.69 | 1 | 0 | 0 | 0 | 084738111658 | 08473811165 | https://www.hammondvalve.com/wp-content/uploads/spec-sheets/6100_2-12.pdf | https://www.hammondvalve.com/wp-content/uploads/ioms/resilient-seated-butterfly-iom.pdf |  | 01/01/04
BF0722 | 6110010800 |  | 6110 | 611001 | 8 | AN | 8 | BUTTERFLY VALVE,WAFER,LEVER HANDLE,CI BODY,ALMN/BRNZ DISC,200 WOG,BUNA LINER | 1740.32 | 35.56 | 2.38 | 11.75 | 16.44 | 1 | 20.5 | 13.625 | 6.375 | 084738111665 | 08473811166 | https://www.hammondvalve.com/wp-content/uploads/spec-sheets/6100_2-12.pdf | https://www.hammondvalve.com/wp-content/uploads/ioms/resilient-seated-butterfly-iom.pdf |  | 01/01/04
BF0722 | 6110011000 |  | 6110 | 611001 | 10 | AN | 10 | BUTTERFLY VALVE,WAFER,LEVER HANDLE,CI BODY,ALMN/BRNZ DISC,200 WOG,BUNA LINER | 2308.96 | 55.45 | 2.69 | 14.25 | 19.94 | 1 | 22 | 16.625 | 6.75 | 084738111672 | 08473811167 | https://www.hammondvalve.com/wp-content/uploads/spec-sheets/6100_2-12.pdf | https://www.hammondvalve.com/wp-content/uploads/ioms/resilient-seated-butterfly-iom.pdf |  | 01/01/04
BF0722 | 6110011200 |  | 6110 | 611001 | 12 | AN | 12 | BUTTERFLY VALVE,WAFER,LEVER HANDLE,CI BODY,ALMN/BRNZ DISC,200 WOG,BUNA LINER | 3437.6 | 81.65 | 3.06 | 17 | 22.81 | 1 | 24.625 | 19 | 6.25 | 084738111689 | 08473811168 | https://www.hammondvalve.com/wp-content/uploads/spec-sheets/6100_2-12.pdf | https://www.hammondvalve.com/wp-content/uploads/ioms/resilient-seated-butterfly-iom.pdf |  | 01/01/04
BF0722 | 6110030200 |  | 6110 | 611003 | 2 | AN | 2 | BUTTERFLY VALVE,WAFER,GEAR OPERATOR,CI BODY,ALMN/BRNZ DISC,200 WOG,BUNA LINER | 1068.36 | 12.18 | 1.69 | 4.75 | 10.86 | 1 | 11.25 | 5.875 | 4.125 | 084738117032 | 08473811703 | https://www.hammondvalve.com/wp-content/uploads/spec-sheets/6100_2-12.pdf | https://www.hammondvalve.com/wp-content/uploads/ioms/resilient-seated-butterfly-iom.pdf |  | 01/01/04
BF0722 | 6110030212 |  | 6110 | 611003 | 2 1/2 | AN | 2.5 | BUTTERFLY VALVE,WAFER,GEAR OPERATOR,CI BODY,ALMN/BRNZ DISC,200 WOG,BUNA LINER | 1068.36 | 11.9 | 1.81 | 5.5 | 11.61 | 1 | 11.25 | 5.875 | 4.125 | 084738117049 | 08473811704 | https://www.hammondvalve.com/wp-content/uploads/spec-sheets/6100_2-12.pdf | https://www.hammondvalve.com/wp-content/uploads/ioms/resilient-seated-butterfly-iom.pdf |  | 01/01/04
BF0722 | 6110030300 |  | 6110 | 611003 | 3 | AN | 3 | BUTTERFLY VALVE,WAFER,GEAR OPERATOR,CI BODY,ALMN/BRNZ DISC,200 WOG,BUNA LINER | 1081.27 | 14.6 | 1.81 | 6 | 12.3 | 1 | 11.25 | 5.875 | 4.125 | 084738117056 | 08473811705 | https://www.hammondvalve.com/wp-content/uploads/spec-sheets/6100_2-12.pdf | https://www.hammondvalve.com/wp-content/uploads/ioms/resilient-seated-butterfly-iom.pdf |  | 01/01/04
BF0722 | 6110030400 |  | 6110 | 611003 | 4 | AN | 4 | BUTTERFLY VALVE,WAFER,GEAR OPERATOR,CI BODY,ALMN/BRNZ DISC,200 WOG,BUNA LINER | 1257.87 | 20.56 | 2.07 | 7.5 | 13.55 | 1 | 12.25 | 8.5 | 4.125 | 084738126836 | 08473812683 | https://www.hammondvalve.com/wp-content/uploads/spec-sheets/6100_2-12.pdf | https://www.hammondvalve.com/wp-content/uploads/ioms/resilient-seated-butterfly-iom.pdf |  | 01/01/04
BF0722 | 6110030600 |  | 6110 | 611003 | 6 | AN | 6 | BUTTERFLY VALVE,WAFER,GEAR OPERATOR,CI BODY,ALMN/BRNZ DISC,200 WOG,BUNA LINER | 1718.85 | 24.24 | 2.19 | 9.5 | 15.86 | 1 | 14.5 | 10.5625 | 4 | 084738126843 | 08473812684 | https://www.hammondvalve.com/wp-content/uploads/spec-sheets/6100_2-12.pdf | https://www.hammondvalve.com/wp-content/uploads/ioms/resilient-seated-butterfly-iom.pdf |  | 01/01/04
BF0722 | 6110030800 |  | 6110 | 611003 | 8 | AN | 8 | BUTTERFLY VALVE,WAFER,GEAR OPERATOR,CI BODY,ALMN/BRNZ DISC,200 WOG,BUNA LINER | 2373.6 | 51.4 | 2.38 | 11.75 | 18.17 | 1 | 20.5 | 13.625 | 6.375 | 084738126850 | 08473812685 | https://www.hammondvalve.com/wp-content/uploads/spec-sheets/6100_2-12.pdf | https://www.hammondvalve.com/wp-content/uploads/ioms/resilient-seated-butterfly-iom.pdf |  | 01/01/04
BF0722 | 6110031000 |  | 6110 | 611003 | 10 | AN | 10 | BUTTERFLY VALVE,WAFER,GEAR OPERATOR,CI BODY,ALMN/BRNZ DISC,200 WOG,BUNA LINER | 2925.01 | 59.95 | 2.69 | 14.25 | 21.67 | 1 | 22 | 16.625 | 6.75 | 084738111696 | 08473811169 | https://www.hammondvalve.com/wp-content/uploads/spec-sheets/6100_2-12.pdf | https://www.hammondvalve.com/wp-content/uploads/ioms/resilient-seated-butterfly-iom.pdf |  | 01/01/04
BF0722 | 6110031200 |  | 6110 | 611003 | 12 | AN | 12 | BUTTERFLY VALVE,WAFER,GEAR OPERATOR,CI BODY,ALMN/BRNZ DISC,200 WOG,BUNA LINER | 4057.86 | 86.75 | 3.06 | 17 | 24.54 | 1 | 24.625 | 19 | 6.25 | 084738126867 | 08473812686 | https://www.hammondvalve.com/wp-content/uploads/spec-sheets/6100_2-12.pdf | https://www.hammondvalve.com/wp-content/uploads/ioms/resilient-seated-butterfly-iom.pdf |  | 01/01/04
BF0722 | 6110031400 |  | 6110 | 611003 | 14 | AN | 14 | BUTTERFLY VALVE,WAFER,GEAR OPERATOR,CI BODY,ALMN/BRNZ DISC,150 WOG,BUNA LINER | 5606.56 | 132 | 3.06 | 21 | 28.81 | 1 |  |  |  | 084738126874 | 08473812687 | https://www.hammondvalve.com/wp-content/uploads/spec-sheets/6100_14-24.pdf | https://www.hammondvalve.com/wp-content/uploads/ioms/resilient-seated-butterfly-iom.pdf |  | 01/01/04
BF0722 | 6110031600 |  | 6110 | 611003 | 16 | AN | 16 | BUTTERFLY VALVE,WAFER,GEAR OPERATOR,CI BODY,ALMN/BRNZ DISC,150 WOG,BUNA LINER | 8225.67 | 0 | 4 | 23.5 | 31.44 | 1 |  |  |  | 084738126881 | 08473812688 | https://www.hammondvalve.com/wp-content/uploads/spec-sheets/6100_14-24.pdf | https://www.hammondvalve.com/wp-content/uploads/ioms/resilient-seated-butterfly-iom.pdf |  | 01/01/04
BF0722 | 6110032400 |  | 6110 | 611003 | 24 | AN | 24 | BUTTERFLY VALVE,WAFER,GEAR OPERATOR,CI BODY,ALMN/BRNZ DISC,150 WOG,BUNA LINER | 20011.82 | 0 | 6.06 | 28.25 | 43.06 | 1 |  |  |  | 084738126898 | 08473812689 | https://www.hammondvalve.com/wp-content/uploads/spec-sheets/6100_14-24.pdf | https://www.hammondvalve.com/wp-content/uploads/ioms/resilient-seated-butterfly-iom.pdf |  | 01/01/04
BF0722 | 6111000200 |  | 6111 | 611100 | 2 | AN | 2 | BUTTERFLY VALVE,WAFER,BARE STEM,CI BODY,ALMN/BRNZ DISC,200 WOG,EPDM LINER | 430.8 | 6.15 | 1.69 | 4.75 | 8.56 | 1 | 11.25 | 5.875 | 4.125 | 084738126904 | 08473812690 | https://www.hammondvalve.com/wp-content/uploads/spec-sheets/6100_2-12.pdf | https://www.hammondvalve.com/wp-content/uploads/ioms/resilient-seated-butterfly-iom.pdf |  | 01/01/04
BF0722 | 6111000212 |  | 6111 | 611100 | 2 1/2 | AN | 2.5 | BUTTERFLY VALVE,WAFER,BARE STEM,CI BODY,ALMN/BRNZ DISC,200 WOG,EPDM LINER | 430.8 | 9.7 | 1.81 | 5.5 | 9.31 | 1 | 11.25 | 5.875 | 4.125 | 084738126911 | 08473812691 | https://www.hammondvalve.com/wp-content/uploads/spec-sheets/6100_2-12.pdf | https://www.hammondvalve.com/wp-content/uploads/ioms/resilient-seated-butterfly-iom.pdf |  | 01/01/04
BF0722 | 6111000300 |  | 6111 | 611100 | 3 | AN | 3 | BUTTERFLY VALVE,WAFER,BARE STEM,CI BODY,ALMN/BRNZ DISC,200 WOG,EPDM LINER | 478.18 | 8.1 | 1.81 | 6 | 10 | 1 | 11.25 | 5.875 | 4.125 | 084738126928 | 08473812692 | https://www.hammondvalve.com/wp-content/uploads/spec-sheets/6100_2-12.pdf | https://www.hammondvalve.com/wp-content/uploads/ioms/resilient-seated-butterfly-iom.pdf |  | 01/01/04
BF0722 | 6111000400 |  | 6111 | 611100 | 4 | AN | 4 | BUTTERFLY VALVE,WAFER,BARE STEM,CI BODY,ALMN/BRNZ DISC,200 WOG,EPDM LINER | 607.35 | 11.16 | 2.07 | 7.5 | 11.25 | 1 | 12.25 | 8.5 | 4.125 | 084738126935 | 08473812693 | https://www.hammondvalve.com/wp-content/uploads/spec-sheets/6100_2-12.pdf | https://www.hammondvalve.com/wp-content/uploads/ioms/resilient-seated-butterfly-iom.pdf |  | 01/01/04
BF0722 | 6111000500 |  | 6111 | 611100 | 5 | AN | 5 | BUTTERFLY VALVE,WAFER,BARE STEM,CI BODY,ALMN/BRNZ DISC,200 WOG,EPDM LINER | 870.19 | 0 | 2.19 | 8.5 | 12.47 | 1 | 14.5 | 10.5625 | 4 | 084738126942 | 08473812694 | https://www.hammondvalve.com/wp-content/uploads/spec-sheets/6100_2-12.pdf | https://www.hammondvalve.com/wp-content/uploads/ioms/resilient-seated-butterfly-iom.pdf |  | 01/01/04
BF0722 | 6111000600 |  | 6111 | 611100 | 6 | AN | 6 | BUTTERFLY VALVE,WAFER,BARE STEM,CI BODY,ALMN/BRNZ DISC,200 WOG,EPDM LINER | 1068.36 | 18.65 | 2.19 | 9.5 | 13.56 | 1 | 14.5 | 10.5625 | 4 | 084738126959 | 08473812695 | https://www.hammondvalve.com/wp-content/uploads/spec-sheets/6100_2-12.pdf | https://www.hammondvalve.com/wp-content/uploads/ioms/resilient-seated-butterfly-iom.pdf |  | 01/01/04
BF0722 | 6111000800 |  | 6111 | 611100 | 8 | AN | 8 | BUTTERFLY VALVE,WAFER,BARE STEM,CI BODY,ALMN/BRNZ DISC,200 WOG,EPDM LINER | 1589.55 | 32.55 | 2.38 | 11.75 | 15.94 | 1 | 20.5 | 13.625 | 6.375 | 084738126966 | 08473812696 | https://www.hammondvalve.com/wp-content/uploads/spec-sheets/6100_2-12.pdf | https://www.hammondvalve.com/wp-content/uploads/ioms/resilient-seated-butterfly-iom.pdf |  | 01/01/04
BF0722 | 6111001000 |  | 6111 | 611100 | 10 | AN | 10 | BUTTERFLY VALVE,WAFER,BARE STEM,CI BODY,ALMN/BRNZ DISC,200 WOG,EPDM LINER | 2149.55 | 47 | 2.69 | 14.25 | 18.44 | 1 | 22 | 16.625 | 6.75 | 084738126973 | 08473812697 | https://www.hammondvalve.com/wp-content/uploads/spec-sheets/6100_2-12.pdf | https://www.hammondvalve.com/wp-content/uploads/ioms/resilient-seated-butterfly-iom.pdf |  | 01/01/04
BF0722 | 6111001200 |  | 6111 | 611100 | 12 | AN | 12 | BUTTERFLY VALVE,WAFER,BARE STEM,CI BODY,ALMN/BRNZ DISC,200 WOG,EPDM LINER | 3450.53 | 87 | 3.06 | 17 | 21.31 | 1 |  |  |  | 084738126980 | 08473812698 | https://www.hammondvalve.com/wp-content/uploads/spec-sheets/6100_2-12.pdf | https://www.hammondvalve.com/wp-content/uploads/ioms/resilient-seated-butterfly-iom.pdf |  | 01/01/04
BF0722 | 6111010200 |  | 6111 | 611101 | 2 | AN | 2 | BUTTERFLY VALVE,WAFER,LEVER HANDLE,CI BODY,ALMN/BRNZ DISC,200 WOG,EPDM LINER | 508.28 | 8.64 | 1.69 | 4.75 | 9.69 | 1 | 11.25 | 5.875 | 4.125 | 084738111702 | 08473811170 | https://www.hammondvalve.com/wp-content/uploads/spec-sheets/6100_2-12.pdf | https://www.hammondvalve.com/wp-content/uploads/ioms/resilient-seated-butterfly-iom.pdf |  | 01/01/04
BF0722 | 6111010212 |  | 6111 | 611101 | 2 1/2 | AN | 2.5 | BUTTERFLY VALVE,WAFER,LEVER HANDLE,CI BODY,ALMN/BRNZ DISC,200 WOG,EPDM LINER | 508.28 | 9.738 | 1.81 | 5.5 | 10.44 | 1 | 11.25 | 5.875 | 4.125 | 084738111719 | 08473811171 | https://www.hammondvalve.com/wp-content/uploads/spec-sheets/6100_2-12.pdf | https://www.hammondvalve.com/wp-content/uploads/ioms/resilient-seated-butterfly-iom.pdf |  | 01/01/04
BF0722 | 6111010300 |  | 6111 | 611101 | 3 | AN | 3 | BUTTERFLY VALVE,WAFER,LEVER HANDLE,CI BODY,ALMN/BRNZ DISC,200 WOG,EPDM LINER | 551.37 | 10.016 | 1.81 | 6 | 11.13 | 1 | 11.25 | 5.875 | 4.125 | 084738111726 | 08473811172 | https://www.hammondvalve.com/wp-content/uploads/spec-sheets/6100_2-12.pdf | https://www.hammondvalve.com/wp-content/uploads/ioms/resilient-seated-butterfly-iom.pdf |  | 01/01/04
BF0722 | 6111010400 |  | 6111 | 611101 | 4 | AN | 4 | BUTTERFLY VALVE,WAFER,LEVER HANDLE,CI BODY,ALMN/BRNZ DISC,200 WOG,EPDM LINER | 719.34 | 12.984 | 2.07 | 7.5 | 12.38 | 1 | 12.25 | 8.5 | 4.125 | 084738111733 | 08473811173 | https://www.hammondvalve.com/wp-content/uploads/spec-sheets/6100_2-12.pdf | https://www.hammondvalve.com/wp-content/uploads/ioms/resilient-seated-butterfly-iom.pdf |  | 01/01/04
BF0722 | 6111010500 |  | 6111 | 611101 | 5 | AN | 5 | BUTTERFLY VALVE,WAFER,LEVER HANDLE,CI BODY,ALMN/BRNZ DISC,200 WOG,EPDM LINER | 982.13 | 15.98 | 2.19 | 8.5 | 13.6 | 1 | 14.5 | 10.5625 | 4 | 084738111740 | 08473811174 | https://www.hammondvalve.com/wp-content/uploads/spec-sheets/6100_2-12.pdf | https://www.hammondvalve.com/wp-content/uploads/ioms/resilient-seated-butterfly-iom.pdf |  | 01/01/04
BF0722 | 6111010600 |  | 6111 | 611101 | 6 | AN | 6 | BUTTERFLY VALVE,WAFER,LEVER HANDLE,CI BODY,ALMN/BRNZ DISC,200 WOG,EPDM LINER | 1188.94 | 20.638 | 2.19 | 9.5 | 14.69 | 1 | 14.5 | 10.5625 | 4 | 084738111757 | 08473811175 | https://www.hammondvalve.com/wp-content/uploads/spec-sheets/6100_2-12.pdf | https://www.hammondvalve.com/wp-content/uploads/ioms/resilient-seated-butterfly-iom.pdf |  | 01/01/04
BF0722 | 6111010800 |  | 6111 | 611101 | 8 | AN | 8 | BUTTERFLY VALVE,WAFER,LEVER HANDLE,CI BODY,ALMN/BRNZ DISC,200 WOG,EPDM LINER | 1740.32 | 33.38 | 2.38 | 11.75 | 16.44 | 1 | 20.5 | 13.625 | 6.375 | 084738111764 | 08473811176 | https://www.hammondvalve.com/wp-content/uploads/spec-sheets/6100_2-12.pdf | https://www.hammondvalve.com/wp-content/uploads/ioms/resilient-seated-butterfly-iom.pdf |  | 01/01/04
BF0722 | 6111011000 |  | 6111 | 611101 | 10 | AN | 10 | BUTTERFLY VALVE,WAFER,LEVER HANDLE,CI BODY,ALMN/BRNZ DISC,200 WOG,EPDM LINER | 2308.96 | 54 | 2.69 | 14.25 | 19.94 | 1 | 22 | 16.625 | 6.75 | 084738111771 | 08473811177 | https://www.hammondvalve.com/wp-content/uploads/spec-sheets/6100_2-12.pdf | https://www.hammondvalve.com/wp-content/uploads/ioms/resilient-seated-butterfly-iom.pdf |  | 01/01/04
BF0722 | 6111011200 |  | 6111 | 611101 | 12 | AN | 12 | BUTTERFLY VALVE,WAFER,LEVER HANDLE,CI BODY,ALMN/BRNZ DISC,200 WOG,EPDM LINER | 3437.6 | 80.54 | 3.06 | 17 | 22.81 | 1 | 24.625 | 19 | 6.25 | 084738111788 | 08473811178 | https://www.hammondvalve.com/wp-content/uploads/spec-sheets/6100_2-12.pdf | https://www.hammondvalve.com/wp-content/uploads/ioms/resilient-seated-butterfly-iom.pdf |  | 01/01/04
BF0722 | 6111030300 |  | 6111 | 611103 | 3 | AN | 3 | BUTTERFLY VALVE,WAFER,GEAR OPERATOR,CI BODY,ALMN/BRONZE DISC,200 WOG,EPDM LINER | 1081.27 | 14.12 | 1.81 | 6 | 12.3 | 1 | 11.25 | 5.875 | 4.125 | 084738127086 | 08473812708 | https://www.hammondvalve.com/wp-content/uploads/spec-sheets/6100_2-12.pdf | https://www.hammondvalve.com/wp-content/uploads/ioms/resilient-seated-butterfly-iom.pdf |  | 01/01/04
BF0722 | 6111030400 |  | 6111 | 611103 | 4 | AN | 4 | BUTTERFLY VALVE,WAFER,GEAR OPERATOR,CI BODY,ALMN/BRONZE DISC,200 WOG,EPDM LINER | 1257.87 | 19.56 | 2.07 | 7.5 | 13.55 | 1 | 12.25 | 8.5 | 4.125 | 084738127093 | 08473812709 | https://www.hammondvalve.com/wp-content/uploads/spec-sheets/6100_2-12.pdf | https://www.hammondvalve.com/wp-content/uploads/ioms/resilient-seated-butterfly-iom.pdf |  | 01/01/04
BF0722 | 6111030500 |  | 6111 | 611103 | 5 | AN | 5 | BUTTERFLY VALVE,WAFER,GEAR OPERATOR,CI BODY,ALMN/BRONZE DISC,200 WOG,EPDM LINER | 1520.68 | 19.61 | 2.19 | 8.5 | 14.77 | 1 | 14.5 | 10.5625 | 4 | 084738127109 | 08473812710 | https://www.hammondvalve.com/wp-content/uploads/spec-sheets/6100_2-12.pdf | https://www.hammondvalve.com/wp-content/uploads/ioms/resilient-seated-butterfly-iom.pdf |  | 01/01/04
BF0722 | 6111030600 |  | 6111 | 611103 | 6 | AN | 6 | BUTTERFLY VALVE,WAFER,GEAR OPERATOR,CI BODY,ALMN/BRONZE DISC,200 WOG,EPDM LINER | 1718.85 | 25.35 | 2.19 | 9.5 | 15.86 | 1 | 14.5 | 10.5625 | 4 | 084738127116 | 08473812711 | https://www.hammondvalve.com/wp-content/uploads/spec-sheets/6100_2-12.pdf | https://www.hammondvalve.com/wp-content/uploads/ioms/resilient-seated-butterfly-iom.pdf |  | 01/01/04
BF0722 | 6111030800 |  | 6111 | 611103 | 8 | AN | 8 | BUTTERFLY VALVE,WAFER,GEAR OPERATOR,CI BODY,ALMN/BRONZE DISC,200 WOG,EPDM LINER | 2373.6 | 50.88 | 2.38 | 11.75 | 18.17 | 1 | 20.5 | 13.625 | 6.375 | 084738111795 | 08473811179 | https://www.hammondvalve.com/wp-content/uploads/spec-sheets/6100_2-12.pdf | https://www.hammondvalve.com/wp-content/uploads/ioms/resilient-seated-butterfly-iom.pdf |  | 01/01/04
BF0722 | 6111031000 |  | 6111 | 611103 | 10 | AN | 10 | BUTTERFLY VALVE,WAFER,GEAR OPERATOR,CI BODY,ALMN/BRONZE DISC,200 WOG,EPDM LINER | 2925.01 | 60.6 | 2.69 | 14.25 | 21.67 | 1 | 22 | 16.625 | 6.75 | 084738111801 | 08473811180 | https://www.hammondvalve.com/wp-content/uploads/spec-sheets/6100_2-12.pdf | https://www.hammondvalve.com/wp-content/uploads/ioms/resilient-seated-butterfly-iom.pdf |  | 01/01/04
BF0722 | 6111031200 |  | 6111 | 611103 | 12 | AN | 12 | BUTTERFLY VALVE,WAFER,GEAR OPERATOR,CI BODY,ALMN/BRONZE DISC,200 WOG,EPDM LINER | 4057.86 | 85.75 | 3.06 | 17 | 24.54 | 1 | 24.625 | 19 | 6.25 | 084738111818 | 08473811181 | https://www.hammondvalve.com/wp-content/uploads/spec-sheets/6100_2-12.pdf | https://www.hammondvalve.com/wp-content/uploads/ioms/resilient-seated-butterfly-iom.pdf |  | 01/01/04
BF0722 | 6111031400 |  | 6111 | 611103 | 14 | AN | 14 | BUTTERFLY VALVE,WAFER,GEAR OPERATOR,CI BODY,ALMN/BRONZE DISC,150 WOG,EPDM LINER | 5606.56 | 137 | 3.06 | 21 | 28.81 | 1 |  |  |  | 084738127123 | 08473812712 | https://www.hammondvalve.com/wp-content/uploads/spec-sheets/6100_14-24.pdf | https://www.hammondvalve.com/wp-content/uploads/ioms/resilient-seated-butterfly-iom.pdf |  | 01/01/04
BF0722 | 6111031600 |  | 6111 | 611103 | 16 | AN | 16 | BUTTERFLY VALVE,WAFER,GEAR OPERATOR,CI BODY,ALMN/BRONZE DISC,150 WOG,EPDM LINER | 8225.67 | 185 | 4 | 23.5 | 31.44 | 1 |  |  |  | 084738127130 | 08473812713 | https://www.hammondvalve.com/wp-content/uploads/spec-sheets/6100_14-24.pdf | https://www.hammondvalve.com/wp-content/uploads/ioms/resilient-seated-butterfly-iom.pdf |  | 01/01/04
BF0722 | 6111031800 |  | 6111 | 611103 | 18 | AN | 18 | BUTTERFLY VALVE,WAFER,GEAR OPERATOR,CI BODY,ALMN/BRONZE DISC,150 WOG,EPDM LINER | 10190.07 | 288 | 4.5 | 25 | 33.26 | 1 |  |  |  | 084738127147 | 08473812714 | https://www.hammondvalve.com/wp-content/uploads/spec-sheets/6100_14-24.pdf | https://www.hammondvalve.com/wp-content/uploads/ioms/resilient-seated-butterfly-iom.pdf |  | 01/01/04
BF0722 | 6111032000 |  | 6111 | 611103 | 20 | AN | 20 | BUTTERFLY VALVE,WAFER,GEAR OPERATOR,CI BODY,ALMN/BRONZE DISC,150 WOG,EPDM LINER | 12891.02 | 330 | 5 | 27.5 | 36.01 | 1 |  |  |  | 084738127154 | 08473812715 | https://www.hammondvalve.com/wp-content/uploads/spec-sheets/6100_14-24.pdf | https://www.hammondvalve.com/wp-content/uploads/ioms/resilient-seated-butterfly-iom.pdf |  | 01/01/04
BF0722 | 6111032400 |  | 6111 | 611103 | 24 | AN | 24 | BUTTERFLY VALVE,WAFER,GEAR OPERATOR,CI BODY,ALMN/BRONZE DISC,150 WOG,EPDM LINER | 20011.82 | 516 | 6.06 | 28.25 | 43.06 | 1 |  |  |  | 084738117889 | 08473811788 | https://www.hammondvalve.com/wp-content/uploads/spec-sheets/6100_14-24.pdf | https://www.hammondvalve.com/wp-content/uploads/ioms/resilient-seated-butterfly-iom.pdf |  | 01/01/04
BF0722 | 6113010200 |  | 6113 | 611301 | 2 | AN | 2 | BUTTERFLY VALVE,WAFER,LEVER HANDLE,CI BODY,ALMN/BRNZ DISC,200 WOG,VITON LINER | 1029.49 | 8.64 | 1.69 | 4.75 | 9.69 | 1 | 11.25 | 5.875 | 4.125 | 084738127185 | 08473812718 | https://www.hammondvalve.com/wp-content/uploads/spec-sheets/6100_2-12.pdf | https://www.hammondvalve.com/wp-content/uploads/ioms/resilient-seated-butterfly-iom.pdf |  | 01/01/04
BF0722 | 6113010212 |  | 6113 | 611301 | 2 1/2 | AN | 2.5 | BUTTERFLY VALVE,WAFER,LEVER HANDLE,CI BODY,ALMN/BRNZ DISC,200 WOG,VITON LINER | 1029.49 | 0 | 1.81 | 5.5 | 10.44 | 1 | 11.25 | 5.875 | 4.125 | 084738137382 | 08473813738 | https://www.hammondvalve.com/wp-content/uploads/spec-sheets/6100_2-12.pdf | https://www.hammondvalve.com/wp-content/uploads/ioms/resilient-seated-butterfly-iom.pdf |  | 08/13/03
BF0722 | 6113010300 |  | 6113 | 611301 | 3 | AN | 3 | BUTTERFLY VALVE,WAFER,LEVER HANDLE,CI BODY,ALMN/BRNZ DISC,200 WOG,VITON LINER | 1072.6 | 10.472 | 1.81 | 6 | 11.13 | 1 | 11.25 | 5.875 | 4.125 | 084738127192 | 08473812719 | https://www.hammondvalve.com/wp-content/uploads/spec-sheets/6100_2-12.pdf | https://www.hammondvalve.com/wp-content/uploads/ioms/resilient-seated-butterfly-iom.pdf |  | 01/01/04
BF0722 | 6113010400 |  | 6113 | 611301 | 4 | AN | 4 | BUTTERFLY VALVE,WAFER,LEVER HANDLE,CI BODY,ALMN/BRNZ DISC,200 WOG,VITON LINER | 1348.31 | 14.15 | 2.07 | 7.5 | 12.38 | 1 | 12.25 | 8.5 | 4.125 | 084738127208 | 08473812720 | https://www.hammondvalve.com/wp-content/uploads/spec-sheets/6100_2-12.pdf | https://www.hammondvalve.com/wp-content/uploads/ioms/resilient-seated-butterfly-iom.pdf |  | 01/01/04
BF0722 | 6113010800 |  | 6113 | 611301 | 8 | AN | 8 | BUTTERFLY VALVE,WAFER,LEVER HANDLE,CI BODY,ALMN/BRNZ DISC,200 WOG,VITON LINER | 3381.61 | 0 | 2.38 | 11.75 | 16.44 | 1 | 20.5 | 13.625 | 6.375 | 084738127239 | 08473812723 | https://www.hammondvalve.com/wp-content/uploads/spec-sheets/6100_2-12.pdf | https://www.hammondvalve.com/wp-content/uploads/ioms/resilient-seated-butterfly-iom.pdf |  | 01/01/04
BF0722 | 6120000400 |  | 612000 | 612000 | 4 | AN | 4 | BUTTERFLY VALVE,WAFER,BARE STEM,CI BODY,SS DISC,200 WOG,BUNA LINER | 904.67 | 10.97 | 0 | 0 | 0 | 1 | 12.25 | 8.5 | 4.125 | 084738286684 | 08473828668 |  | https://www.hammondvalve.com/wp-content/uploads/ioms/resilient-seated-butterfly-iom.pdf |  | 02/28/06
BF0722 | 6120000500 |  | 612000 | 612000 | 5 | AN | 5 | BUTTERFLY VALVE,WAFER,BARE STEM,CI BODY,SS DISC,200 WOG,BUNA LINER | 1236.3 | 14.6 | 0 | 0 | 0 | 1 | 14.5 | 10.5625 | 4 | 084738286691 | 08473828669 |  | https://www.hammondvalve.com/wp-content/uploads/ioms/resilient-seated-butterfly-iom.pdf |  | 02/28/06
BF0722 | 6120000600 |  | 6120 | 612000 | 6 | AN | 6 | BUTTERFLY VALVE,WAFER,BARE STEM,CI BODY,SS DISC,200 WOG,BUNA LINER | 1421.56 | 18.95 | 2.19 | 9.5 | 13.56 | 1 | 14.5 | 10.5625 | 4 | 084738288008 | 08473828800 | https://www.hammondvalve.com/wp-content/uploads/spec-sheets/6100_2-12.pdf | https://www.hammondvalve.com/wp-content/uploads/ioms/resilient-seated-butterfly-iom.pdf |  | 07/17/07
BF0722 | 6120001400 |  | 6120 | 612000 | 14 | AN | 14 | BUTTERFLY VALVE,WAFER,BARE STEM,CI BODY,SS DISC,150 WOG,BUNA LINER | 6138.63 | 126 | 3.06 | 21 | 27.06 | 1 |  |  |  | 084738127291 | 08473812729 | https://www.hammondvalve.com/wp-content/uploads/spec-sheets/6100_14-24.pdf | https://www.hammondvalve.com/wp-content/uploads/ioms/resilient-seated-butterfly-iom.pdf |  | 01/01/04
BF0722 | 6120001600 |  | 6120 | 612000 | 16 | AN | 16 | BUTTERFLY VALVE,WAFER,BARE STEM,CI BODY,SS DISC,150 WOG,BUNA LINER | 8798.64 | 0 | 4 | 23.5 | 29.44 | 1 |  |  |  | 084738284277 | 08473828427 | https://www.hammondvalve.com/wp-content/uploads/spec-sheets/6100_14-24.pdf | https://www.hammondvalve.com/wp-content/uploads/ioms/resilient-seated-butterfly-iom.pdf |  | 01/18/05
BF0722 | 6120010200 |  | 6120 | 612001 | 2 | AN | 2 | BUTTERFLY VALVE,WAFER,LEVER HANDLE,CI BODY,SS DISC,200 WOG,BUNA LINER | 663.39 | 8.22 | 1.69 | 4.75 | 9.69 | 1 | 11.25 | 5.875 | 4.125 | 084738127307 | 08473812730 | https://www.hammondvalve.com/wp-content/uploads/spec-sheets/6100_2-12.pdf | https://www.hammondvalve.com/wp-content/uploads/ioms/resilient-seated-butterfly-iom.pdf |  | 01/01/04
BF0722 | 6120010212 |  | 6120 | 612001 | 2 1/2 | AN | 2.5 | BUTTERFLY VALVE,WAFER,LEVER HANDLE,CI BODY,SS DISC,200 WOG,BUNA LINER | 663.39 | 8.3 | 1.81 | 5.5 | 10.44 | 1 | 11.25 | 5.875 | 4.125 | 084738127314 | 08473812731 | https://www.hammondvalve.com/wp-content/uploads/spec-sheets/6100_2-12.pdf | https://www.hammondvalve.com/wp-content/uploads/ioms/resilient-seated-butterfly-iom.pdf |  | 01/01/04
BF0722 | 6120010300 |  | 6120 | 612001 | 3 | AN | 3 | BUTTERFLY VALVE,WAFER,LEVER HANDLE,CI BODY,SS DISC,200 WOG,BUNA LINER | 809.89 | 10.384 | 1.81 | 6 | 11.13 | 1 | 11.25 | 5.875 | 4.125 | 084738111832 | 08473811183 | https://www.hammondvalve.com/wp-content/uploads/spec-sheets/6100_2-12.pdf | https://www.hammondvalve.com/wp-content/uploads/ioms/resilient-seated-butterfly-iom.pdf |  | 01/01/04
BF0722 | 6120010400 |  | 6120 | 612001 | 4 | AN | 4 | BUTTERFLY VALVE,WAFER,LEVER HANDLE,CI BODY,SS DISC,200 WOG,BUNA LINER | 1016.6 | 13.42 | 2.07 | 7.5 | 12.38 | 1 | 12.25 | 8.5 | 4.125 | 084738127321 | 08473812732 | https://www.hammondvalve.com/wp-content/uploads/spec-sheets/6100_2-12.pdf | https://www.hammondvalve.com/wp-content/uploads/ioms/resilient-seated-butterfly-iom.pdf |  | 01/01/04
BF0722 | 6120010500 |  | 6120 | 612001 | 5 | AN | 5 | BUTTERFLY VALVE,WAFER,LEVER HANDLE,CI BODY,SS DISC,200 WOG,BUNA LINER | 1348.32 | 16.29 | 2.19 | 8.5 | 13.6 | 1 | 14.5 | 10.5625 | 4 | 084738127338 | 08473812733 | https://www.hammondvalve.com/wp-content/uploads/spec-sheets/6100_2-12.pdf | https://www.hammondvalve.com/wp-content/uploads/ioms/resilient-seated-butterfly-iom.pdf |  | 01/01/04
BF0722 | 6120010600 |  | 6120 | 612001 | 6 | AN | 6 | BUTTERFLY VALVE,WAFER,LEVER HANDLE,CI BODY,SS DISC,200 WOG,BUNA LINER | 1542.19 | 20.5 | 2.19 | 9.5 | 14.69 | 1 | 14.5 | 10.5625 | 4 | 084738127345 | 08473812734 | https://www.hammondvalve.com/wp-content/uploads/spec-sheets/6100_2-12.pdf | https://www.hammondvalve.com/wp-content/uploads/ioms/resilient-seated-butterfly-iom.pdf |  | 01/01/04
BF0722 | 6120010800 |  | 6120 | 612001 | 8 | AN | 8 | BUTTERFLY VALVE,WAFER,LEVER HANDLE,CI BODY,SS DISC,200 WOG,BUNA LINER | 2481.29 | 39.93 | 2.38 | 11.75 | 16.44 | 1 | 20.5 | 13.625 | 6.375 | 084738127352 | 08473812735 | https://www.hammondvalve.com/wp-content/uploads/spec-sheets/6100_2-12.pdf | https://www.hammondvalve.com/wp-content/uploads/ioms/resilient-seated-butterfly-iom.pdf |  | 01/01/04
BF0722 | 6120011000 |  | 6120 | 612001 | 10 | AN | 10 | BUTTERFLY VALVE,WAFER,LEVER HANDLE,CI BODY,SS DISC,200 WOG,BUNA LINER | 4019.16 | 57 | 2.69 | 14.25 | 19.94 | 1 | 22 | 16.625 | 6.75 | 084738127369 | 08473812736 | https://www.hammondvalve.com/wp-content/uploads/spec-sheets/6100_2-12.pdf | https://www.hammondvalve.com/wp-content/uploads/ioms/resilient-seated-butterfly-iom.pdf |  | 01/01/04
BF0722 | 6120011200 |  | 6120 | 612001 | 12 | AN | 12 | BUTTERFLY VALVE,WAFER,LEVER HANDLE,CI BODY,SS DISC,200 WOG,BUNA LINER | 5462.32 | 78 | 3.06 | 17 | 22.81 | 1 | 24.625 | 19 | 6.25 | 084738127376 | 08473812737 | https://www.hammondvalve.com/wp-content/uploads/spec-sheets/6100_2-12.pdf | https://www.hammondvalve.com/wp-content/uploads/ioms/resilient-seated-butterfly-iom.pdf |  | 01/01/04
BF0722 | 6120030300 |  | 6120 | 612003 | 3 | AN | 3 | BUTTERFLY VALVE,WAFER,GEAR OPERATOR,CI BODY,SS DISC,200 WOG,BUNA LINER | 1331.09 | 14.1 | 1.81 | 6 | 12.3 | 1 | 11.25 | 5.875 | 4.125 | 084738121886 | 08473812188 | https://www.hammondvalve.com/wp-content/uploads/spec-sheets/6100_2-12.pdf | https://www.hammondvalve.com/wp-content/uploads/ioms/resilient-seated-butterfly-iom.pdf |  | 01/01/04
BF0722 | 6120030400 |  | 6120 | 612003 | 4 | AN | 4 | BUTTERFLY VALVE,WAFER,GEAR OPERATOR,CI BODY,SS DISC,200 WOG,BUNA LINER | 1550.82 | 18.9 | 2.07 | 7.5 | 13.55 | 1 | 12.25 | 8.5 | 4.125 | 084738121862 | 08473812186 | https://www.hammondvalve.com/wp-content/uploads/spec-sheets/6100_2-12.pdf | https://www.hammondvalve.com/wp-content/uploads/ioms/resilient-seated-butterfly-iom.pdf |  | 01/01/04
BF0722 | 6120030600 |  | 6120 | 612003 | 6 | AN | 6 | BUTTERFLY VALVE,WAFER,GEAR OPERATOR,CI BODY,SS DISC,200 WOG,BUNA LINER | 2067.79 | 26.85 | 2.19 | 9.5 | 15.86 | 1 | 14.5 | 10.5625 | 4 | 084738121879 | 08473812187 | https://www.hammondvalve.com/wp-content/uploads/spec-sheets/6100_2-12.pdf | https://www.hammondvalve.com/wp-content/uploads/ioms/resilient-seated-butterfly-iom.pdf |  | 01/01/04
BF0722 | 6120030800 |  | 6120 | 612003 | 8 | AN | 8 | BUTTERFLY VALVE,WAFER,GEAR OPERATOR,CI BODY,SS DISC,200 WOG,BUNA LINER | 3105.87 | 45.2 | 2.38 | 11.75 | 18.17 | 1 | 20.5 | 13.625 | 6.375 | 084738121893 | 08473812189 | https://www.hammondvalve.com/wp-content/uploads/spec-sheets/6100_2-12.pdf | https://www.hammondvalve.com/wp-content/uploads/ioms/resilient-seated-butterfly-iom.pdf |  | 01/01/04
BF0722 | 6120031000 |  | 6120 | 612003 | 10 | AN | 10 | BUTTERFLY VALVE,WAFER,GEAR OPERATOR,CI BODY,SS DISC,200 WOG,BUNA LINER | 4639.45 | 0 | 2.69 | 14.25 | 21.67 | 1 | 22 | 16.625 | 6.75 | 084738121909 | 08473812190 | https://www.hammondvalve.com/wp-content/uploads/spec-sheets/6100_2-12.pdf | https://www.hammondvalve.com/wp-content/uploads/ioms/resilient-seated-butterfly-iom.pdf |  | 01/01/04
BF0722 | 6120031200 |  | 6120 | 612003 | 12 | AN | 12 | BUTTERFLY VALVE,WAFER,GEAR OPERATOR,CI BODY,SS DISC,200 WOG,BUNA LINER | 6078.29 | 102 | 3.06 | 17 | 24.54 | 1 | 24.625 | 19 | 6.25 | 084738121916 | 08473812191 | https://www.hammondvalve.com/wp-content/uploads/spec-sheets/6100_2-12.pdf | https://www.hammondvalve.com/wp-content/uploads/ioms/resilient-seated-butterfly-iom.pdf |  | 01/01/04
BF0722 | 6120031400 |  | 6120 | 612003 | 14 | AN | 14 | BUTTERFLY VALVE,WAFER,GEAR OPERATOR,CI BODY,SS DISC,150 WOG,BUNA LINER | 6506.86 | 139 | 3.06 | 21 | 28.81 | 1 |  |  |  | 084738286677 | 08473828667 | https://www.hammondvalve.com/wp-content/uploads/spec-sheets/6100_14-24.pdf | https://www.hammondvalve.com/wp-content/uploads/ioms/resilient-seated-butterfly-iom.pdf |  | 02/23/06
BF0722 | 6120031600 |  | 6120 | 612003 | 16 | AN | 16 | BUTTERFLY VALVE,WAFER,GEAR OPERATOR,CI BODY,SS DISC,150 WOG,BUNA LINER | 9330.67 | 0 | 4 | 23.5 | 31.44 | 1 |  |  |  | 084738121923 | 08473812192 | https://www.hammondvalve.com/wp-content/uploads/spec-sheets/6100_14-24.pdf | https://www.hammondvalve.com/wp-content/uploads/ioms/resilient-seated-butterfly-iom.pdf |  | 01/01/04
BF0722 | 6120032400 |  | 6120 | 612003 | 24 | AN | 24 | BUTTERFLY VALVE,WAFER,GEAR OPERATOR,CI BODY,SS DISC,150 WOG,BUNA LINER | 26436.85 | 0 | 6.06 | 28.25 | 43.06 | 1 |  |  |  | 084738121930 | 08473812193 | https://www.hammondvalve.com/wp-content/uploads/spec-sheets/6100_14-24.pdf | https://www.hammondvalve.com/wp-content/uploads/ioms/resilient-seated-butterfly-iom.pdf |  | 01/01/04
BF0722 | 6121000200 |  | 6121 | 612100 | 2 | AN | 2 | BUTTERFLY VALVE,WAFER,BARE STEM,CI BODY,SS DISC,200 WOG,EPDM LINER | 585.85 | 5.86 | 1.69 | 4.75 | 8.56 | 1 | 11.25 | 5.875 | 4.125 | 084738127383 | 08473812738 | https://www.hammondvalve.com/wp-content/uploads/spec-sheets/6100_2-12.pdf | https://www.hammondvalve.com/wp-content/uploads/ioms/resilient-seated-butterfly-iom.pdf |  | 01/01/04
BF0722 | 6121000212 |  | 6121 | 612100 | 2 1/2 | AN | 2.5 | BUTTERFLY VALVE,WAFER,BARE STEM,CI BODY,SS DISC,200 WOG,EPDM LINER | 585.85 | 8.15 | 1.81 | 5.5 | 9.31 | 1 |  |  |  | 084738127390 | 08473812739 | https://www.hammondvalve.com/wp-content/uploads/spec-sheets/6100_2-12.pdf | https://www.hammondvalve.com/wp-content/uploads/ioms/resilient-seated-butterfly-iom.pdf |  | 01/01/04
BF0722 | 6121000300 |  | 6121 | 612100 | 3 | AN | 3 | BUTTERFLY VALVE,WAFER,BARE STEM,CI BODY,SS DISC,200 WOG,EPDM LINER | 732.32 | 8.3 | 1.81 | 6 | 10 | 1 | 11.25 | 5.875 | 4.125 | 084738127406 | 08473812740 | https://www.hammondvalve.com/wp-content/uploads/spec-sheets/6100_2-12.pdf | https://www.hammondvalve.com/wp-content/uploads/ioms/resilient-seated-butterfly-iom.pdf |  | 01/01/04
BF0722 | 6121000400 |  | 6121 | 612100 | 4 | AN | 4 | BUTTERFLY VALVE,WAFER,BARE STEM,CI BODY,SS DISC,200 WOG,EPDM LINER | 904.67 | 10.97 | 2.07 | 7.5 | 11.25 | 1 | 12.25 | 8.5 | 4.125 | 084738111849 | 08473811184 | https://www.hammondvalve.com/wp-content/uploads/spec-sheets/6100_2-12.pdf | https://www.hammondvalve.com/wp-content/uploads/ioms/resilient-seated-butterfly-iom.pdf |  | 01/01/04
BF0722 | 6121000500 |  | 6121 | 612100 | 5 | AN | 5 | BUTTERFLY VALVE,WAFER,BARE STEM,CI BODY,SS DISC,200 WOG,EPDM LINER | 1236.3 | 13.42 | 2.19 | 8.5 | 12.47 | 1 |  |  |  | 084738127413 | 08473812741 | https://www.hammondvalve.com/wp-content/uploads/spec-sheets/6100_2-12.pdf | https://www.hammondvalve.com/wp-content/uploads/ioms/resilient-seated-butterfly-iom.pdf |  | 01/01/04
BF0722 | 6121000600 |  | 6121 | 612100 | 6 | AN | 6 | BUTTERFLY VALVE,WAFER,BARE STEM,CI BODY,SS DISC,200 WOG,EPDM LINER | 1421.56 | 18.75 | 2.19 | 9.5 | 13.56 | 1 | 14.5 | 10.5625 | 4 | 084738127420 | 08473812742 | https://www.hammondvalve.com/wp-content/uploads/spec-sheets/6100_2-12.pdf | https://www.hammondvalve.com/wp-content/uploads/ioms/resilient-seated-butterfly-iom.pdf |  | 01/01/04
BF0722 | 6121000800 |  | 6121 | 612100 | 8 | AN | 8 | BUTTERFLY VALVE,WAFER,BARE STEM,CI BODY,SS DISC,200 WOG,EPDM LINER | 2330.51 | 33.7 | 2.38 | 11.75 | 15.94 | 1 | 20.5 | 13.625 | 6.375 | 084738127437 | 08473812743 | https://www.hammondvalve.com/wp-content/uploads/spec-sheets/6100_2-12.pdf | https://www.hammondvalve.com/wp-content/uploads/ioms/resilient-seated-butterfly-iom.pdf |  | 01/01/04
BF0722 | 6121001000 |  | 6121 | 612100 | 10 | AN | 10 | BUTTERFLY VALVE,WAFER,BARE STEM,CI BODY,SS DISC,200 WOG,EPDM LINER | 3859.76 | 52.6 | 2.69 | 14.25 | 18.44 | 1 | 22 | 16.625 | 6.75 | 084738127444 | 08473812744 | https://www.hammondvalve.com/wp-content/uploads/spec-sheets/6100_2-12.pdf | https://www.hammondvalve.com/wp-content/uploads/ioms/resilient-seated-butterfly-iom.pdf |  | 01/01/04
BF0722 | 6121001200 |  | 6121 | 612100 | 12 | AN | 12 | BUTTERFLY VALVE,WAFER,BARE STEM,CI BODY,SS DISC,200 WOG,EPDM LINER | 5302.86 | 74.682 | 3.06 | 17 | 21.31 | 1 | 24.625 | 19 | 6.25 | 084738127451 | 08473812745 | https://www.hammondvalve.com/wp-content/uploads/spec-sheets/6100_2-12.pdf | https://www.hammondvalve.com/wp-content/uploads/ioms/resilient-seated-butterfly-iom.pdf |  | 01/01/04
BF0722 | 6121001400 |  | 612100 | 612100 | 14 | AN | 14 | BUTTERFLY VALVE,WAFER,BARE STEM,CI BODY,SS DISC,150 WOG,EPDM LINER | 6138.63 | 0 | 0 | 0 | 0 | 1 |  |  |  | 084738286721 | 08473828672 |  | https://www.hammondvalve.com/wp-content/uploads/ioms/resilient-seated-butterfly-iom.pdf |  | 04/04/06
BF0722 | 6121010200 |  | 6121 | 612101 | 2 | AN | 2 | BUTTERFLY VALVE,WAFER,LEVER HANDLE,CI BODY,SS DISC,200 WOG,EPDM LINER | 663.39 | 8.23 | 1.69 | 4.75 | 9.69 | 1 | 11.25 | 5.875 | 4.125 | 084738111856 | 08473811185 | https://www.hammondvalve.com/wp-content/uploads/spec-sheets/6100_2-12.pdf | https://www.hammondvalve.com/wp-content/uploads/ioms/resilient-seated-butterfly-iom.pdf |  | 01/01/04
BF0722 | 6121010212 |  | 6121 | 612101 | 2 1/2 | AN | 2.5 | BUTTERFLY VALVE,WAFER,LEVER HANDLE,CI BODY,SS DISC,200 WOG,EPDM LINER | 663.39 | 10.02 | 1.81 | 5.5 | 10.44 | 1 | 11.25 | 5.875 | 4.125 | 084738111863 | 08473811186 | https://www.hammondvalve.com/wp-content/uploads/spec-sheets/6100_2-12.pdf | https://www.hammondvalve.com/wp-content/uploads/ioms/resilient-seated-butterfly-iom.pdf |  | 01/01/04
BF0722 | 6121010300 |  | 6121 | 612101 | 3 | AN | 3 | BUTTERFLY VALVE,WAFER,LEVER HANDLE,CI BODY,SS DISC,200 WOG,EPDM LINER | 809.89 | 10.36 | 1.81 | 6 | 11.13 | 1 | 11.25 | 5.875 | 4.125 | 084738111894 | 08473811189 | https://www.hammondvalve.com/wp-content/uploads/spec-sheets/6100_2-12.pdf | https://www.hammondvalve.com/wp-content/uploads/ioms/resilient-seated-butterfly-iom.pdf |  | 01/01/04
BF0722 | 6121010400 |  | 6121 | 612101 | 4 | AN | 4 | BUTTERFLY VALVE,WAFER,LEVER HANDLE,CI BODY,SS DISC,200 WOG,EPDM LINER | 1016.6 | 13.338 | 2.07 | 7.5 | 12.38 | 1 | 12.25 | 8.5 | 4.125 | 084738111900 | 08473811190 | https://www.hammondvalve.com/wp-content/uploads/spec-sheets/6100_2-12.pdf | https://www.hammondvalve.com/wp-content/uploads/ioms/resilient-seated-butterfly-iom.pdf |  | 01/01/04
BF0722 | 6121010500 |  | 6121 | 612101 | 5 | AN | 5 | BUTTERFLY VALVE,WAFER,LEVER HANDLE,CI BODY,SS DISC,200 WOG,EPDM LINER | 1348.32 | 16.42 | 2.19 | 8.5 | 13.6 | 1 | 14.5 | 10.5625 | 4 | 084738127468 | 08473812746 | https://www.hammondvalve.com/wp-content/uploads/spec-sheets/6100_2-12.pdf | https://www.hammondvalve.com/wp-content/uploads/ioms/resilient-seated-butterfly-iom.pdf |  | 01/01/04
BF0722 | 6121010600 |  | 6121 | 612101 | 6 | AN | 6 | BUTTERFLY VALVE,WAFER,LEVER HANDLE,CI BODY,SS DISC,200 WOG,EPDM LINER | 1542.19 | 20.55 | 2.19 | 9.5 | 14.69 | 1 | 14.5 | 10.5625 | 4 | 084738111917 | 08473811191 | https://www.hammondvalve.com/wp-content/uploads/spec-sheets/6100_2-12.pdf | https://www.hammondvalve.com/wp-content/uploads/ioms/resilient-seated-butterfly-iom.pdf |  | 01/01/04
BF0722 | 6121010800 |  | 6121 | 612101 | 8 | AN | 8 | BUTTERFLY VALVE,WAFER,LEVER HANDLE,CI BODY,SS DISC,200 WOG,EPDM LINER | 2481.29 | 36.4 | 2.38 | 11.75 | 16.44 | 1 | 20.5 | 13.625 | 6.375 | 084738111924 | 08473811192 | https://www.hammondvalve.com/wp-content/uploads/spec-sheets/6100_2-12.pdf | https://www.hammondvalve.com/wp-content/uploads/ioms/resilient-seated-butterfly-iom.pdf |  | 01/01/04
BF0722 | 6121011000 |  | 6121 | 612101 | 10 | AN | 10 | BUTTERFLY VALVE,WAFER,LEVER HANDLE,CI BODY,SS DISC,200 WOG,EPDM LINER | 4019.16 | 58 | 2.69 | 14.25 | 19.94 | 1 | 22 | 16.625 | 6.75 | 084738127475 | 08473812747 | https://www.hammondvalve.com/wp-content/uploads/spec-sheets/6100_2-12.pdf | https://www.hammondvalve.com/wp-content/uploads/ioms/resilient-seated-butterfly-iom.pdf |  | 01/01/04
BF0722 | 6121011200 |  | 6121 | 612101 | 12 | AN | 12 | BUTTERFLY VALVE,WAFER,LEVER HANDLE,CI BODY,SS DISC,200 WOG,EPDM LINER | 5462.32 | 72 | 3.06 | 17 | 22.81 | 1 | 24.625 | 19 | 6.25 | 084738127482 | 08473812748 | https://www.hammondvalve.com/wp-content/uploads/spec-sheets/6100_2-12.pdf | https://www.hammondvalve.com/wp-content/uploads/ioms/resilient-seated-butterfly-iom.pdf |  | 01/01/04
BF0722 | 6121030400 |  | 6121 | 612103 | 4 | AN | 4 | BUTTERFLY VALVE,WAFER,GEAR OPERATOR,CI BODY,SS DISC,200 WOG,EPDM LINER | 1550.82 | 18.65 | 2.07 | 7.5 | 13.55 | 1 | 12.25 | 8.5 | 4.125 | 084738127581 | 08473812758 | https://www.hammondvalve.com/wp-content/uploads/spec-sheets/6100_2-12.pdf | https://www.hammondvalve.com/wp-content/uploads/ioms/resilient-seated-butterfly-iom.pdf |  | 01/01/04
BF0722 | 6121030600 |  | 6121 | 612103 | 6 | AN | 6 | BUTTERFLY VALVE,WAFER,GEAR OPERATOR,CI BODY,SS DISC,200 WOG,EPDM LINER | 2067.79 | 22.26 | 2.19 | 9.5 | 15.86 | 1 | 14.5 | 10.5625 | 4 | 084738127598 | 08473812759 | https://www.hammondvalve.com/wp-content/uploads/spec-sheets/6100_2-12.pdf | https://www.hammondvalve.com/wp-content/uploads/ioms/resilient-seated-butterfly-iom.pdf |  | 01/01/04
BF0722 | 6121030800 |  | 6121 | 612103 | 8 | AN | 8 | BUTTERFLY VALVE,WAFER,GEAR OPERATOR,CI BODY,SS DISC,200 WOG,EPDM LINER | 3105.87 | 50.754 | 2.38 | 11.75 | 18.17 | 1 | 20.5 | 13.625 | 6.375 | 084738127604 | 08473812760 | https://www.hammondvalve.com/wp-content/uploads/spec-sheets/6100_2-12.pdf | https://www.hammondvalve.com/wp-content/uploads/ioms/resilient-seated-butterfly-iom.pdf |  | 01/01/04
BF0722 | 6121031000 |  | 6121 | 612103 | 10 | AN | 10 | BUTTERFLY VALVE,WAFER,GEAR OPERATOR,CI BODY,SS DISC,200 WOG,EPDM LINER | 4639.45 | 62.1 | 2.69 | 14.25 | 21.67 | 1 | 22 | 16.625 | 6.75 | 084738127611 | 08473812761 | https://www.hammondvalve.com/wp-content/uploads/spec-sheets/6100_2-12.pdf | https://www.hammondvalve.com/wp-content/uploads/ioms/resilient-seated-butterfly-iom.pdf |  | 01/01/04
BF0722 | 6121031200 |  | 6121 | 612103 | 12 | AN | 12 | BUTTERFLY VALVE,WAFER,GEAR OPERATOR,CI BODY,SS DISC,200 WOG,EPDM LINER | 6078.29 | 97 | 3.06 | 17 | 24.54 | 1 | 24.625 | 19 | 6.25 | 084738127628 | 08473812762 | https://www.hammondvalve.com/wp-content/uploads/spec-sheets/6100_2-12.pdf | https://www.hammondvalve.com/wp-content/uploads/ioms/resilient-seated-butterfly-iom.pdf |  | 01/01/04
BF0722 | 6121031400 |  | 6121 | 612103 | 14 | AN | 14 | BUTTERFLY VALVE,WAFER,GEAR OPERATOR,CI BODY,SS DISC,150 WOG,EPDM LINER | 6506.86 | 0 | 3.06 | 21 | 28.81 | 1 |  |  |  | 084738127635 | 08473812763 | https://www.hammondvalve.com/wp-content/uploads/spec-sheets/6100_14-24.pdf | https://www.hammondvalve.com/wp-content/uploads/ioms/resilient-seated-butterfly-iom.pdf |  | 01/01/04
BF0722 | 6121031600 |  | 6121 | 612103 | 16 | AN | 16 | BUTTERFLY VALVE,WAFER,GEAR OPERATOR,CI BODY,SS DISC,150 WOG,EPDM LINER | 9330.67 | 0 | 4 | 23.5 | 31.44 | 1 |  |  |  | 084738127642 | 08473812764 | https://www.hammondvalve.com/wp-content/uploads/spec-sheets/6100_14-24.pdf | https://www.hammondvalve.com/wp-content/uploads/ioms/resilient-seated-butterfly-iom.pdf |  | 01/01/04
BF0722 | 6123010212 |  | 6123 | 612301 | 2 1/2 | AN | 2.5 | BUTTERFLY VALVE,WAFER,LEVER HANDLE,CI BODY,SS DISC,200 WOG,VITON LINER | 1184.59 | 10.6 | 1.81 | 5.5 | 10.44 | 1 | 11.25 | 5.875 | 4.125 | 084738117414 | 08473811741 | https://www.hammondvalve.com/wp-content/uploads/spec-sheets/6100_2-12.pdf | https://www.hammondvalve.com/wp-content/uploads/ioms/resilient-seated-butterfly-iom.pdf |  | 01/01/04
BF0722 | 6123010300 |  | 6123 | 612301 | 3 | AN | 3 | BUTTERFLY VALVE,WAFER,LEVER HANDLE,CI BODY,SS DISC,200 WOG,VITON LINER | 1331.07 | 10.26 | 1.81 | 6 | 11.13 | 1 | 11.25 | 5.875 | 4.125 | 084738111948 | 08473811194 | https://www.hammondvalve.com/wp-content/uploads/spec-sheets/6100_2-12.pdf | https://www.hammondvalve.com/wp-content/uploads/ioms/resilient-seated-butterfly-iom.pdf |  | 01/01/04
BF0722 | 6123010400 |  | 6123 | 612301 | 4 | AN | 4 | BUTTERFLY VALVE,WAFER,LEVER HANDLE,CI BODY,SS DISC,200 WOG,VITON LINER | 1645.55 | 13.536 | 2.07 | 7.5 | 12.38 | 1 | 12.25 | 8.5 | 4.125 | 084738111955 | 08473811195 | https://www.hammondvalve.com/wp-content/uploads/spec-sheets/6100_2-12.pdf | https://www.hammondvalve.com/wp-content/uploads/ioms/resilient-seated-butterfly-iom.pdf |  | 01/01/04
BF0722 | 6123010500 |  | 6123 | 612301 | 5 | AN | 5 | BUTTERFLY VALVE,WAFER,LEVER HANDLE,CI BODY,SS DISC,200 WOG,VITON LINER | 2265.9 | 17.4 | 2.19 | 8.5 | 13.6 | 1 | 14.5 | 10.5625 | 4 | 084738127734 | 08473812773 | https://www.hammondvalve.com/wp-content/uploads/spec-sheets/6100_2-12.pdf | https://www.hammondvalve.com/wp-content/uploads/ioms/resilient-seated-butterfly-iom.pdf |  | 01/01/04
BF0722 | 6123010600 |  | 6123 | 612301 | 6 | AN | 6 | BUTTERFLY VALVE,WAFER,LEVER HANDLE,CI BODY,SS DISC,200 WOG,VITON LINER | 2481.29 | 21.7 | 2.19 | 9.5 | 14.69 | 1 | 14.5 | 10.5625 | 4 | 084738111962 | 08473811196 | https://www.hammondvalve.com/wp-content/uploads/spec-sheets/6100_2-12.pdf | https://www.hammondvalve.com/wp-content/uploads/ioms/resilient-seated-butterfly-iom.pdf |  | 01/01/04
BF0722 | 6123010800 |  | 6123 | 612301 | 8 | AN | 8 | BUTTERFLY VALVE,WAFER,LEVER HANDLE,CI BODY,SS DISC,200 WOG,VITON LINER | 4122.57 | 0 | 2.38 | 11.75 | 16.44 | 1 | 20.5 | 13.625 | 6.375 | 084738127741 | 08473812774 | https://www.hammondvalve.com/wp-content/uploads/spec-sheets/6100_2-12.pdf | https://www.hammondvalve.com/wp-content/uploads/ioms/resilient-seated-butterfly-iom.pdf |  | 01/01/04
BF0722 | 6123011000 |  | 6123 | 612301 | 10 | AN | 10 | BUTTERFLY VALVE,WAFER,LEVER HANDLE,CI BODY,SS DISC,200 WOG,VITON LINER | 5931.82 | 58.8 | 2.69 | 14.25 | 19.94 | 1 | 22 | 16.625 | 6.75 | 084738127758 | 08473812775 | https://www.hammondvalve.com/wp-content/uploads/spec-sheets/6100_2-12.pdf | https://www.hammondvalve.com/wp-content/uploads/ioms/resilient-seated-butterfly-iom.pdf |  | 01/01/04
BF0722 | 6123030400 |  | 6123 | 612303 | 4 | AN | 4 | BUTTERFLY VALVE,WAFER,GEAR OPERATOR,CI BODY,SS DISC,200 WOG,VITON LINER | 2179.8 | 21.98 | 2.07 | 7.5 | 13.55 | 1 | 12.25 | 8.5 | 4.125 | 084738289463 | 08473828946 | https://www.hammondvalve.com/wp-content/uploads/spec-sheets/6100_2-12.pdf | https://www.hammondvalve.com/wp-content/uploads/ioms/resilient-seated-butterfly-iom.pdf |  | 10/20/09
BF0722 | 6123031400 |  | 6123031400 | 612303 | 14 | AN | 14 | BUTTERFLY VALVE,WAFER,GEAR OPERATOR,CI BODY,SS DISC,200 WOG,VITON LINER | 10190.04 | 0 | 3.06 | 21 | 28.81 | 1 |  |  |  | 084738295082 | 08473829508 | https://www.hammondvalve.com/wp-content/uploads/spec-sheets/6100_14-24.pdf | https://www.hammondvalve.com/wp-content/uploads/ioms/resilient-seated-butterfly-iom.pdf |  | 04/16/19
BF0722 | 6128000400 |  | 6128 | 612800 | 4 | AN | 4 | BUTTERFLY VALVE,WAFER,BARE STEM,CI BODY,SS DISC,200 WOG,TEFLON LINER | 2851.79 | 0 | 2.07 | 7.5 | 11.25 | 1 | 12.25 | 8.5 | 4.125 | 084738127796 | 08473812779 | https://www.hammondvalve.com/wp-content/uploads/spec-sheets/6100_2-12.pdf | https://www.hammondvalve.com/wp-content/uploads/ioms/resilient-seated-butterfly-iom.pdf |  | 01/01/04
BF0722 | 6128010300 |  | 6128 | 612801 | 3 | AN | 3 | BUTTERFLY VALVE,WAFER,LEVER HANDLE,CI BODY,SS DISC,200 WOG,TEFLON LINER | 2494.2 | 8.1 | 1.81 | 6 | 11.13 | 1 | 11.25 | 5.875 | 4.125 | 084738120179 | 08473812017 | https://www.hammondvalve.com/wp-content/uploads/spec-sheets/6100_2-12.pdf | https://www.hammondvalve.com/wp-content/uploads/ioms/resilient-seated-butterfly-iom.pdf |  | 01/01/04
BF0722 | 6128010400 |  | 6128 | 612801 | 4 | AN | 4 | BUTTERFLY VALVE,WAFER,LEVER HANDLE,CI BODY,SS DISC,200 WOG,TEFLON LINER | 2963.7 | 0 | 2.07 | 7.5 | 12.38 | 1 | 12.25 | 8.5 | 4.125 | 084738120186 | 08473812018 | https://www.hammondvalve.com/wp-content/uploads/spec-sheets/6100_2-12.pdf | https://www.hammondvalve.com/wp-content/uploads/ioms/resilient-seated-butterfly-iom.pdf |  | 01/01/04
BF0722 | 6128010600 |  | 6128 | 612801 | 6 | AN | 6 | BUTTERFLY VALVE,WAFER,LEVER HANDLE,CI BODY,SS DISC,200 WOG,TEFLON LINER | 4131.15 | 29.64 | 2.19 | 9.5 | 14.69 | 1 | 14.5 | 10.5625 | 4 | 084738127802 | 08473812780 | https://www.hammondvalve.com/wp-content/uploads/spec-sheets/6100_2-12.pdf | https://www.hammondvalve.com/wp-content/uploads/ioms/resilient-seated-butterfly-iom.pdf |  | 01/01/04
BF0722 | 6200031600 |  | 620003 | 620003 | 16 | AN | 16 | BUTTERFLY VALVE,LUG,GEAR OPERATOR,CI BODY,NICKEL PLTD DI IRON DISC,150 WOG,EPDM LINER | 6670.59 | 0 | 16.75 | 15.97 | 12.69 | 1 |  |  |  | 084738128076 | 08473812807 | https://www.hammondvalve.com/wp-content/uploads/spec-sheets/6200_2-12.pdf | https://www.hammondvalve.com/wp-content/uploads/ioms/resilient-seated-butterfly-iom.pdf |  | 01/01/04
BF0722 | 6200032400 |  | 620003 | 620003 | 24 | AN | 24 | BUTTERFLY VALVE,LUG,GEAR OPERATOR,CI BODY,NICKEL PLTD DI IRON DISC,150 WOG,EPDM LINER | 17814.21 | 0 | 22.43 | 23.76 | 18.06 | 1 |  |  |  | 084738119111 | 08473811911 | https://www.hammondvalve.com/wp-content/uploads/spec-sheets/6200_2-12.pdf | https://www.hammondvalve.com/wp-content/uploads/ioms/resilient-seated-butterfly-iom.pdf |  | 01/01/04
BF0722 | 6200D000212 |  | 6200 | 6200D00 | 2 1/2 | AN | 2.5 | BUTTERFLY VALVE,LUG,BARE STEM,CI BODY,NCKL PLTD DI DISC,200 WOG,BUNA LINER,DOUBLE DEAD END | 435.07 | 8.364 | 1.81 | 5.5 | 9.31 | 1 | 11.25 | 5.875 | 4.125 | 084738289494 | 08473828949 | https://www.hammondvalve.com/wp-content/uploads/spec-sheets/6200_2-12.pdf | https://www.hammondvalve.com/wp-content/uploads/ioms/LugButterflyIOM.pdf |  | 12/10/09
BF0722 | 6200D000300 |  | 6200 | 6200D00 | 3 | AN | 3 | BUTTERFLY VALVE,LUG,BARE STEM,CI BODY,NCKL PLTD DI DISC,200 WOG,BUNA LINER,DOUBLE DEAD END | 482.43 | 9.05 | 1.81 | 6 | 10 | 1 | 11.25 | 5.875 | 4.125 | 084738289500 | 08473828950 | https://www.hammondvalve.com/wp-content/uploads/spec-sheets/6200_2-12.pdf | https://www.hammondvalve.com/wp-content/uploads/ioms/LugButterflyIOM.pdf |  | 12/10/09
BF0722 | 6200D000400 |  | 6200 | 6200D00 | 4 | AN | 4 | BUTTERFLY VALVE,LUG,BARE STEM,CI BODY,NCKL PLTD DI DISC,200 WOG,BUNA LINER,DOUBLE DEAD END | 594.45 | 18.26 | 2.07 | 7.5 | 11.25 | 1 | 12.25 | 8.5 | 4.125 | 084738289517 | 08473828951 | https://www.hammondvalve.com/wp-content/uploads/spec-sheets/6200_2-12.pdf | https://www.hammondvalve.com/wp-content/uploads/ioms/LugButterflyIOM.pdf |  | 12/10/09
BF0722 | 6200D000500 |  | 6200 | 6200D00 | 5 | AN | 5 | BUTTERFLY VALVE,LUG,BARE STEM,CI BODY,NCKL PLTD DI DISC,200 WOG,BUNA LINER,DOUBLE DEAD END | 857.27 | 38.72 | 2.19 | 8.5 | 12.47 | 1 | 14.5 | 10.5625 | 4 | 084738289524 | 08473828952 | https://www.hammondvalve.com/wp-content/uploads/spec-sheets/6200_2-12.pdf | https://www.hammondvalve.com/wp-content/uploads/ioms/LugButterflyIOM.pdf |  | 12/10/09
BF0722 | 6200D000800 |  | 6200 | 6200D00 | 8 | AN | 8 | BUTTERFLY VALVE,LUG,BARE STEM,CI BODY,NCKL PLTD DI DISC,200 WOG,BUNA LINER,DOUBLE DEAD END | 1421.56 | 38.72 | 2.38 | 11.75 | 15.94 | 1 | 20.5 | 13.625 | 6.375 | 084738289531 | 08473828953 | https://www.hammondvalve.com/wp-content/uploads/spec-sheets/6200_2-12.pdf | https://www.hammondvalve.com/wp-content/uploads/ioms/LugButterflyIOM.pdf |  | 12/10/09
BF0722 | 6200D001000 |  | 6200 | 6200D00 | 10 | AN | 10 | BUTTERFLY VALVE,LUG,BARE STEM,CI BODY,NCKL PLTD DI DISC,200 WOG,BUNA LINER,DOUBLE DEAD END | 2029 | 63.99 | 2.69 | 14.25 | 18.44 | 1 | 22 | 16.625 | 6.75 | 084738291503 | 08473829150 | https://www.hammondvalve.com/wp-content/uploads/spec-sheets/6200_2-12.pdf | https://www.hammondvalve.com/wp-content/uploads/ioms/LugButterflyIOM.pdf |  | 01/17/11
BF0722 | 6200D001200 |  | 6200 | 6200D00 | 12 | AN | 12 | BUTTERFLY VALVE,LUG,BARE STEM,CI BODY,NCKL PLTD DI DISC,200 WOG,BUNA LINER,DOUBLE DEAD END | 2696.71 | 90 | 3.06 | 17 | 21.31 | 1 | 24.625 | 19 | 6.25 | 084738289548 | 08473828954 | https://www.hammondvalve.com/wp-content/uploads/spec-sheets/6200_2-12.pdf | https://www.hammondvalve.com/wp-content/uploads/ioms/LugButterflyIOM.pdf |  | 12/10/09
BF0722 | 6200D010200 |  | 6200 | 6200D01 | 2 | AN | 2 | BUTTERFLY VALVE,LUG,LEVER HANDLE,CI BODY,NCKL PLTD DI DISC,200 WOG,BUNA LINER,DOUBLE DEAD END | 512.57 | 9.75 | 1.69 | 4.75 | 9.69 | 1 | 11.25 | 5.875 | 4.125 | 084738289937 | 08473828993 | https://www.hammondvalve.com/wp-content/uploads/spec-sheets/6200_2-12.pdf | https://www.hammondvalve.com/wp-content/uploads/ioms/LugButterflyIOM.pdf |  | 12/10/09
BF0722 | 6200D010212 |  | 6200 | 6200D01 | 2 1/2 | AN | 2.5 | BUTTERFLY VALVE,LUG,LEVER HANDLE,CI BODY,NCKL PLTD DI DISC,200 WOG,BUNA LINER,DOUBLE DEAD END | 512.57 | 8.92 | 1.81 | 5.5 | 10.44 | 1 | 11.25 | 5.875 | 4.125 | 084738289944 | 08473828994 | https://www.hammondvalve.com/wp-content/uploads/spec-sheets/6200_2-12.pdf | https://www.hammondvalve.com/wp-content/uploads/ioms/LugButterflyIOM.pdf |  | 12/10/09
BF0722 | 6200D010300 |  | 6200 | 6200D01 | 3 | AN | 3 | BUTTERFLY VALVE,LUG,LEVER HANDLE,CI BODY,NCKL PLTD DI DISC,200 WOG,BUNA LINER,DOUBLE DEAD END | 560 | 11.84 | 1.81 | 6 | 11.13 | 1 | 11.25 | 5.875 | 4.125 | 084738289951 | 08473828995 | https://www.hammondvalve.com/wp-content/uploads/spec-sheets/6200_2-12.pdf | https://www.hammondvalve.com/wp-content/uploads/ioms/LugButterflyIOM.pdf |  | 12/10/09
BF0722 | 6200D010400 |  | 6200 | 6200D01 | 4 | AN | 4 | BUTTERFLY VALVE,LUG,LEVER HANDLE,CI BODY,NCKL PLTD DI DISC,200 WOG,BUNA LINER,DOUBLE DEAD END | 710.82 | 17.806 | 2.07 | 7.5 | 12.38 | 1 | 12.25 | 8.5 | 4.125 | 084738289968 | 08473828996 | https://www.hammondvalve.com/wp-content/uploads/spec-sheets/6200_2-12.pdf | https://www.hammondvalve.com/wp-content/uploads/ioms/LugButterflyIOM.pdf |  | 12/10/09
BF0722 | 6200D010500 |  | 6200 | 6200D01 | 5 | AN | 5 | BUTTERFLY VALVE,LUG,LEVER HANDLE,CI BODY,NCKL PLTD DI DISC,200 WOG,BUNA LINER,DOUBLE DEAD END | 969.24 | 22.1 | 2.19 | 8.5 | 13.6 | 1 | 14.5 | 10.5625 | 4 | 084738289975 | 08473828997 | https://www.hammondvalve.com/wp-content/uploads/spec-sheets/6200_2-12.pdf | https://www.hammondvalve.com/wp-content/uploads/ioms/LugButterflyIOM.pdf |  | 12/10/09
BF0722 | 6200D010600 |  | 6200 | 6200D01 | 6 | AN | 6 | BUTTERFLY VALVE,LUG,LEVER HANDLE,CI BODY,NCKL PLTD DI DISC,200 WOG,BUNA LINER,DOUBLE DEAD END | 1150.17 | 26.2 | 2.19 | 9.5 | 14.69 | 1 | 14.5 | 10.5625 | 4 | 084738289982 | 08473828998 | https://www.hammondvalve.com/wp-content/uploads/spec-sheets/6200_2-12.pdf | https://www.hammondvalve.com/wp-content/uploads/ioms/LugButterflyIOM.pdf |  | 12/10/09
BF0722 | 6200D010800 |  | 6200 | 6200D01 | 8 | AN | 8 | BUTTERFLY VALVE,LUG,LEVER HANDLE,CI BODY,NCKL PLTD DI DISC,200 WOG,BUNA LINER,DOUBLE DEAD END | 1572.35 | 41.28 | 2.38 | 11.75 | 16.44 | 1 | 20.5 | 13.625 | 6.375 | 084738289999 | 08473828999 | https://www.hammondvalve.com/wp-content/uploads/spec-sheets/6200_2-12.pdf | https://www.hammondvalve.com/wp-content/uploads/ioms/LugButterflyIOM.pdf |  | 12/10/09
BF0722 | 6200D011000 |  | 6200 | 6200D01 | 10 | AN | 10 | BUTTERFLY VALVE,LUG,LEVER HANDLE,CI BODY,NCKL PLTD DI DISC,200 WOG,BUNA LINER,DOUBLE DEAD END | 2188.37 | 76 | 2.69 | 14.25 | 19.94 | 1 | 22 | 16.625 | 6.75 | 084738290001 | 08473829000 | https://www.hammondvalve.com/wp-content/uploads/spec-sheets/6200_2-12.pdf | https://www.hammondvalve.com/wp-content/uploads/ioms/LugButterflyIOM.pdf |  | 12/10/09
BF0722 | 6200D011200 |  | 6200 | 6200D01 | 12 | AN | 12 | BUTTERFLY VALVE,LUG,LEVER HANDLE,CI BODY,NCKL PLTD DI DISC,200 WOG,BUNA LINER,DOUBLE DEAD END | 2860.37 | 91 | 3.06 | 17 | 22.81 | 1 | 24.625 | 19 | 6.25 | 084738290018 | 08473829001 | https://www.hammondvalve.com/wp-content/uploads/spec-sheets/6200_2-12.pdf | https://www.hammondvalve.com/wp-content/uploads/ioms/LugButterflyIOM.pdf |  | 12/10/09
BF0722 | 6200D030200 |  | 6200 | 6200D03 | 2 | AN | 2 | BUTTERFLY VALVE,LUG,GEAR OPERATOR,CI BODY,NICKEL PLTD DI IRON DISC,200 WOG,BUNA LINER,DBL DEAD END | 1038.16 | 12 | 1.69 | 4.75 | 10.86 | 1 | 11.25 | 5.875 | 4.125 | 084738290476 | 08473829047 | https://www.hammondvalve.com/wp-content/uploads/spec-sheets/6200_2-12.pdf | https://www.hammondvalve.com/wp-content/uploads/ioms/LugButterflyIOM.pdf |  | 12/10/09
BF0722 | 6200D030212 |  | 6200 | 6200D03 | 2 1/2 | AN | 2.5 | BUTTERFLY VALVE,LUG,GEAR OPERATOR,CI BODY,NICKEL PLTD DI IRON DISC,200 WOG,BUNA LINER,DBL DEAD END | 1038.16 | 14.5 | 1.81 | 5.5 | 11.61 | 1 | 11.25 | 5.875 | 4.125 | 084738290483 | 08473829048 | https://www.hammondvalve.com/wp-content/uploads/spec-sheets/6200_2-12.pdf | https://www.hammondvalve.com/wp-content/uploads/ioms/LugButterflyIOM.pdf |  | 12/10/09
BF0722 | 6200D030300 |  | 6200 | 6200D03 | 3 | AN | 3 | BUTTERFLY VALVE,LUG,GEAR OPERATOR,CI BODY,NICKEL PLTD DI IRON DISC,200 WOG,BUNA LINER,DBL DEAD END | 1085.53 | 15 | 1.81 | 6 | 12.3 | 1 | 11.25 | 5.875 | 4.125 | 084738290490 | 08473829049 | https://www.hammondvalve.com/wp-content/uploads/spec-sheets/6200_2-12.pdf | https://www.hammondvalve.com/wp-content/uploads/ioms/LugButterflyIOM.pdf |  | 12/10/09
BF0722 | 6200D030400 |  | 6200 | 6200D03 | 4 | AN | 4 | BUTTERFLY VALVE,LUG,GEAR OPERATOR,CI BODY,NICKEL PLTD DI IRON DISC,200 WOG,BUNA LINER,DBL DEAD END | 1244.91 | 21.98 | 2.07 | 7.5 | 13.55 | 1 | 12.25 | 8.5 | 4.125 | 084738290506 | 08473829050 | https://www.hammondvalve.com/wp-content/uploads/spec-sheets/6200_2-12.pdf | https://www.hammondvalve.com/wp-content/uploads/ioms/LugButterflyIOM.pdf |  | 12/10/09
BF0722 | 6200D030500 |  | 6200 | 6200D03 | 5 | AN | 5 | BUTTERFLY VALVE,LUG,GEAR OPERATOR,CI BODY,NICKEL PLTD DI IRON DISC,200 WOG,BUNA LINER,DBL DEAD END | 1503.4 | 25.23 | 2.19 | 8.5 | 14.77 | 1 | 14.5 | 10.5625 | 4 | 084738290513 | 08473829051 | https://www.hammondvalve.com/wp-content/uploads/spec-sheets/6200_2-12.pdf | https://www.hammondvalve.com/wp-content/uploads/ioms/LugButterflyIOM.pdf |  | 12/10/09
BF0722 | 6200D030600 |  | 6200 | 6200D03 | 6 | AN | 6 | BUTTERFLY VALVE,LUG,GEAR OPERATOR,CI BODY,NICKEL PLTD DI IRON DISC,200 WOG,BUNA LINER,DBL DEAD END | 1680.06 | 30.55 | 2.19 | 9.5 | 15.86 | 1 | 14.5 | 10.5625 | 4 | 084738290520 | 08473829052 | https://www.hammondvalve.com/wp-content/uploads/spec-sheets/6200_2-12.pdf | https://www.hammondvalve.com/wp-content/uploads/ioms/LugButterflyIOM.pdf |  | 12/10/09
BF0722 | 6200D030800 |  | 6200 | 6200D03 | 8 | AN | 8 | BUTTERFLY VALVE,LUG,GEAR OPERATOR,CI BODY,NICKEL PLTD DI IRON DISC,200 WOG,BUNA LINER,DBL DEAD END | 2201.27 | 48.76 | 2.38 | 11.75 | 18.17 | 1 | 20.5 | 13.625 | 6.375 | 084738290537 | 08473829053 | https://www.hammondvalve.com/wp-content/uploads/spec-sheets/6200_2-12.pdf | https://www.hammondvalve.com/wp-content/uploads/ioms/LugButterflyIOM.pdf |  | 12/10/09
BF0722 | 6200D031000 |  | 6200 | 6200D03 | 10 | AN | 10 | BUTTERFLY VALVE,LUG,GEAR OPERATOR,CI BODY,NICKEL PLTD DI IRON DISC,200 WOG,BUNA LINER,DBL DEAD END | 2804.38 | 73.35 | 2.69 | 14.25 | 21.67 | 1 | 22 | 16.625 | 6.75 | 084738290544 | 08473829054 | https://www.hammondvalve.com/wp-content/uploads/spec-sheets/6200_2-12.pdf | https://www.hammondvalve.com/wp-content/uploads/ioms/LugButterflyIOM.pdf |  | 12/10/09
BF0722 | 6200D031200 |  | 6200 | 6200D03 | 12 | AN | 12 | BUTTERFLY VALVE,LUG,GEAR OPERATOR,CI BODY,NICKEL PLTD DI IRON DISC,200 WOG,BUNA LINER,DBL DEAD END | 3476.37 | 109.082 | 3.06 | 17 | 24.54 | 1 | 24.625 | 19 | 6.25 | 084738290551 | 08473829055 | https://www.hammondvalve.com/wp-content/uploads/spec-sheets/6200_2-12.pdf | https://www.hammondvalve.com/wp-content/uploads/ioms/LugButterflyIOM.pdf |  | 12/10/09
BF0722 | 6201001600 |  | 6201 | 620100 | 16 | AN | 16 | BUTTERFLY VALVE,LUG,BARE STEM,CI BODY,NCKL PLTD DI DISC,150 WOG,EPDM LINER | 5545.22 | 237 | 4 | 23.5 | 29.44 | 1 |  |  |  | 084738128175 | 08473812817 | https://www.hammondvalve.com/wp-content/uploads/spec-sheets/6200_14-24.pdf | https://www.hammondvalve.com/wp-content/uploads/ioms/resilient-seated-butterfly-iom.pdf |  | 01/01/04
BF0722 | 6201031400 |  | 6201 | 620103 | 14 | AN | 14 | BUTTERFLY VALVE,LUG,GEAR OPERATOR,CI BODY,NICKEL PLTD DI IRON DISC,150 WOG,BUNA LINER | 4501.62 | 176 | 3.06 | 21 | 28.81 | 1 |  |  |  | 084738116646 | 08473811664 | https://www.hammondvalve.com/wp-content/uploads/spec-sheets/6200_14-24.pdf | https://www.hammondvalve.com/wp-content/uploads/ioms/resilient-seated-butterfly-iom.pdf |  | 01/01/04
BF0722 | 6201031600 |  | 6201 | 620103 | 16 | AN | 16 | BUTTERFLY VALVE,LUG,GEAR OPERATOR,CI BODY,NICKEL PLTD DI IRON DISC,150 WOG,BUNA LINER | 6670.59 | 189 | 4 | 23.5 | 31.44 | 1 |  |  |  | 084738120506 | 08473812050 | https://www.hammondvalve.com/wp-content/uploads/spec-sheets/6200_14-24.pdf | https://www.hammondvalve.com/wp-content/uploads/ioms/resilient-seated-butterfly-iom.pdf |  | 01/01/04
BF0722 | 6201031800 |  | 6201 | 620103 | 18 | AN | 18 | BUTTERFLY VALVE,LUG,GEAR OPERATOR,CI BODY,NICKEL PLTD DI IRON DISC,150 WOG,BUNA LINER | 8389.41 | 328 | 4.5 | 25 | 33.26 | 1 |  |  |  | 084738120513 | 08473812051 | https://www.hammondvalve.com/wp-content/uploads/spec-sheets/6200_14-24.pdf | https://www.hammondvalve.com/wp-content/uploads/ioms/resilient-seated-butterfly-iom.pdf |  | 01/01/04
BF0722 | 6201032000 |  | 6201 | 620103 | 20 | AN | 20 | BUTTERFLY VALVE,LUG,GEAR OPERATOR,CI BODY,NICKEL PLTD DI IRON DISC,150 WOG,BUNA LINER | 10599.28 | 0 | 5 | 27.5 | 36.01 | 1 |  |  |  | 084738120520 | 08473812052 | https://www.hammondvalve.com/wp-content/uploads/spec-sheets/6200_14-24.pdf | https://www.hammondvalve.com/wp-content/uploads/ioms/resilient-seated-butterfly-iom.pdf |  | 01/01/04
BF0722 | 6201032400 |  | 6201 | 620103 | 24 | AN | 24 | BUTTERFLY VALVE,LUG,GEAR OPERATOR,CI BODY,NICKEL PLTD DI IRON DISC,150 WOG,BUNA LINER | 17814.21 | 0 | 6.06 | 28.25 | 43.06 | 1 |  |  |  | 084738128298 | 08473812829 | https://www.hammondvalve.com/wp-content/uploads/spec-sheets/6200_14-24.pdf | https://www.hammondvalve.com/wp-content/uploads/ioms/resilient-seated-butterfly-iom.pdf |  | 01/01/04
BF0722 | 6201D000200 |  | 6201 | 6201D00 | 2 | AN | 2 | BUTTERFLY VALVE,LUG,BARE STEM,CI BODY,NCKL PLTD DI DISC,200 WOG,EPDM LINER,DOUBLE DEAD END | 435.07 | 7.3 | 1.69 | 4.75 | 8.56 | 1 | 11.25 | 5.875 | 4.125 | 084738289555 | 08473828955 | https://www.hammondvalve.com/wp-content/uploads/spec-sheets/6200_2-12.pdf | https://www.hammondvalve.com/wp-content/uploads/ioms/LugButterflyIOM.pdf |  | 12/10/09
BF0722 | 6201D000212 |  | 6201 | 6201D00 | 2 1/2 | AN | 2.5 | BUTTERFLY VALVE,LUG,BARE STEM,CI BODY,NCKL PLTD DI DISC,200 WOG,EPDM LINER,DOUBLE DEAD END | 435.07 | 8.83 | 1.81 | 5.5 | 9.31 | 1 | 11.25 | 5.875 | 4.125 | 084738289562 | 08473828956 | https://www.hammondvalve.com/wp-content/uploads/spec-sheets/6200_2-12.pdf | https://www.hammondvalve.com/wp-content/uploads/ioms/LugButterflyIOM.pdf |  | 12/10/09
BF0722 | 6201D000300 |  | 6201 | 6201D00 | 3 | AN | 3 | BUTTERFLY VALVE,LUG,BARE STEM,CI BODY,NCKL PLTD DI DISC,200 WOG,EPDM LINER,DOUBLE DEAD END | 482.43 | 9.28 | 1.81 | 6 | 10 | 1 | 11.25 | 5.875 | 4.125 | 084738289579 | 08473828957 | https://www.hammondvalve.com/wp-content/uploads/spec-sheets/6200_2-12.pdf | https://www.hammondvalve.com/wp-content/uploads/ioms/LugButterflyIOM.pdf |  | 12/10/09
BF0722 | 6201D000400 |  | 6201 | 6201D00 | 4 | AN | 4 | BUTTERFLY VALVE,LUG,BARE STEM,CI BODY,NCKL PLTD DI DISC,200 WOG,EPDM LINER,DOUBLE DEAD END | 594.45 | 15.95 | 2.07 | 7.5 | 11.25 | 1 | 12.25 | 8.5 | 4.125 | 084738289586 | 08473828958 | https://www.hammondvalve.com/wp-content/uploads/spec-sheets/6200_2-12.pdf | https://www.hammondvalve.com/wp-content/uploads/ioms/LugButterflyIOM.pdf |  | 12/10/09
BF0722 | 6201D000500 |  | 6201 | 6201D00 | 5 | AN | 5 | BUTTERFLY VALVE,LUG,BARE STEM,CI BODY,NCKL PLTD DI DISC,200 WOG,EPDM LINER,DOUBLE DEAD END | 857.27 | 20.05 | 2.19 | 8.5 | 12.47 | 1 |  |  |  | 084738289593 | 08473828959 | https://www.hammondvalve.com/wp-content/uploads/spec-sheets/6200_2-12.pdf | https://www.hammondvalve.com/wp-content/uploads/ioms/LugButterflyIOM.pdf |  | 12/10/09
BF0722 | 6201D000600 |  | 6201 | 6201D00 | 6 | AN | 6 | BUTTERFLY VALVE,LUG,BARE STEM,CI BODY,NCKL PLTD DI DISC,200 WOG,EPDM LINER,DOUBLE DEAD END | 1033.94 | 24.25 | 2.19 | 9.5 | 13.56 | 1 | 14.5 | 10.5625 | 4 | 084738289609 | 08473828960 | https://www.hammondvalve.com/wp-content/uploads/spec-sheets/6200_2-12.pdf | https://www.hammondvalve.com/wp-content/uploads/ioms/LugButterflyIOM.pdf |  | 12/10/09
BF0722 | 6201D000800 |  | 6201 | 6201D00 | 8 | AN | 8 | BUTTERFLY VALVE,LUG,BARE STEM,CI BODY,NCKL PLTD DI DISC,200 WOG,EPDM LINER,DOUBLE DEAD END | 1421.56 | 36.266 | 2.38 | 11.75 | 15.94 | 1 |  |  |  | 084738289616 | 08473828961 | https://www.hammondvalve.com/wp-content/uploads/spec-sheets/6200_2-12.pdf | https://www.hammondvalve.com/wp-content/uploads/ioms/LugButterflyIOM.pdf |  | 12/10/09
BF0722 | 6201D001000 |  | 6201 | 6201D00 | 10 | AN | 10 | BUTTERFLY VALVE,LUG,BARE STEM,CI BODY,NCKL PLTD DI DISC,200 WOG,EPDM LINER,DOUBLE DEAD END | 2029 | 51.4 | 2.69 | 14.25 | 18.44 | 1 | 22 | 16.625 | 6.75 | 084738289623 | 08473828962 | https://www.hammondvalve.com/wp-content/uploads/spec-sheets/6200_2-12.pdf | https://www.hammondvalve.com/wp-content/uploads/ioms/LugButterflyIOM.pdf |  | 12/10/09
BF0722 | 6201D001200 |  | 6201 | 6201D00 | 12 | AN | 12 | BUTTERFLY VALVE,LUG,BARE STEM,CI BODY,NCKL PLTD DI DISC,200 WOG,EPDM LINER,DOUBLE DEAD END | 2696.71 | 92.6 | 3.06 | 17 | 21.31 | 1 | 24.625 | 19 | 6.25 | 084738289630 | 08473828963 | https://www.hammondvalve.com/wp-content/uploads/spec-sheets/6200_2-12.pdf | https://www.hammondvalve.com/wp-content/uploads/ioms/LugButterflyIOM.pdf |  | 12/10/09
BF0722 | 6201D010200 |  | 6201 | 6201D01 | 2 | AN | 2 | BUTTERFLY VALVE,LUG,LEVER HANDLE,CI BODY,NCKL PLTD DI DISC,200 WOG,EPDM LINER,DOUBLE DEAD END | 512.57 | 9.66 | 1.69 | 4.75 | 9.69 | 1 |  |  |  | 084738290025 | 08473829002 | https://www.hammondvalve.com/wp-content/uploads/spec-sheets/6200_2-12.pdf | https://www.hammondvalve.com/wp-content/uploads/ioms/LugButterflyIOM.pdf |  | 12/10/09
BF0722 | 6201D010212 |  | 6201 | 6201D01 | 2 1/2 | AN | 2.5 | BUTTERFLY VALVE,LUG,LEVER HANDLE,CI BODY,NCKL PLTD DI DISC,200 WOG,EPDM LINER,DOUBLE DEAD END | 512.57 | 11.2 | 1.81 | 5.5 | 10.44 | 1 | 11.25 | 5.875 | 4.125 | 084738290032 | 08473829003 | https://www.hammondvalve.com/wp-content/uploads/spec-sheets/6200_2-12.pdf | https://www.hammondvalve.com/wp-content/uploads/ioms/LugButterflyIOM.pdf |  | 12/10/09
BF0722 | 6201D010300 |  | 6201 | 6201D01 | 3 | AN | 3 | BUTTERFLY VALVE,LUG,LEVER HANDLE,CI BODY,NCKL PLTD DI DISC,200 WOG,EPDM LINER,DOUBLE DEAD END | 560 | 11.3 | 1.81 | 6 | 11.13 | 1 | 0 | 0 | 0 | 084738290049 | 08473829004 | https://www.hammondvalve.com/wp-content/uploads/spec-sheets/6200_2-12.pdf | https://www.hammondvalve.com/wp-content/uploads/ioms/LugButterflyIOM.pdf |  | 12/10/09
BF0722 | 6201D010400 |  | 6201 | 6201D01 | 4 | AN | 4 | BUTTERFLY VALVE,LUG,LEVER HANDLE,CI BODY,NCKL PLTD DI DISC,200 WOG,EPDM LINER,DOUBLE DEAD END | 710.82 | 17.47 | 2.07 | 7.5 | 12.38 | 1 | 0 | 0 | 0 | 084738290056 | 08473829005 | https://www.hammondvalve.com/wp-content/uploads/spec-sheets/6200_2-12.pdf | https://www.hammondvalve.com/wp-content/uploads/ioms/LugButterflyIOM.pdf |  | 12/10/09
BF0722 | 6201D010500 |  | 6201 | 6201D01 | 5 | AN | 5 | BUTTERFLY VALVE,LUG,LEVER HANDLE,CI BODY,NCKL PLTD DI DISC,200 WOG,EPDM LINER,DOUBLE DEAD END | 969.24 | 21.86 | 2.19 | 8.5 | 13.6 | 1 | 0 | 0 | 0 | 084738290063 | 08473829006 | https://www.hammondvalve.com/wp-content/uploads/spec-sheets/6200_2-12.pdf | https://www.hammondvalve.com/wp-content/uploads/ioms/LugButterflyIOM.pdf |  | 12/10/09
BF0722 | 6201D010600 |  | 6201 | 6201D01 | 6 | AN | 6 | BUTTERFLY VALVE,LUG,LEVER HANDLE,CI BODY,NCKL PLTD DI DISC,200 WOG,EPDM LINER,DOUBLE DEAD END | 1150.17 | 25.67 | 2.19 | 9.5 | 14.69 | 1 | 14.5 | 10.5625 | 4 | 084738290070 | 08473829007 | https://www.hammondvalve.com/wp-content/uploads/spec-sheets/6200_2-12.pdf | https://www.hammondvalve.com/wp-content/uploads/ioms/LugButterflyIOM.pdf |  | 12/10/09
BF0722 | 6201D010800 |  | 6201 | 6201D01 | 8 | AN | 8 | BUTTERFLY VALVE,LUG,LEVER HANDLE,CI BODY,NCKL PLTD DI DISC,200 WOG,EPDM LINER,DOUBLE DEAD END | 1572.35 | 40.578 | 2.38 | 11.75 | 16.44 | 1 | 20.5 | 13.625 | 6.375 | 084738290087 | 08473829008 | https://www.hammondvalve.com/wp-content/uploads/spec-sheets/6200_2-12.pdf | https://www.hammondvalve.com/wp-content/uploads/ioms/LugButterflyIOM.pdf |  | 12/10/09
BF0722 | 6201D011000 |  | 6201 | 6201D01 | 10 | AN | 10 | BUTTERFLY VALVE,LUG,LEVER HANDLE,CI BODY,NCKL PLTD DI DISC,200 WOG,EPDM LINER,DOUBLE DEAD END | 2188.37 | 76 | 2.69 | 14.25 | 19.94 | 1 | 22 | 16.625 | 6.75 | 084738290094 | 08473829009 | https://www.hammondvalve.com/wp-content/uploads/spec-sheets/6200_2-12.pdf | https://www.hammondvalve.com/wp-content/uploads/ioms/LugButterflyIOM.pdf |  | 12/10/09
BF0722 | 6201D011200 |  | 6201 | 6201D01 | 12 | AN | 12 | BUTTERFLY VALVE,LUG,LEVER HANDLE,CI BODY,NCKL PLTD DI DISC,200 WOG,EPDM LINER,DOUBLE DEAD END | 2860.37 | 96.45 | 3.06 | 17 | 22.81 | 1 | 24.625 | 19 | 6.25 | 084738290100 | 08473829010 | https://www.hammondvalve.com/wp-content/uploads/spec-sheets/6200_2-12.pdf | https://www.hammondvalve.com/wp-content/uploads/ioms/LugButterflyIOM.pdf |  | 12/10/09
BF0722 | 6201D030212 |  | 6201 | 6201D03 | 2 1/2 | AN | 2.5 | BUTTERFLY VALVE,LUG,GEAR OPERATOR,CI BODY,NICKEL PLTD DI IRON DISC,200 WOG,EPDM LINER,DBL DEAD END | 1038.16 | 14.5 | 1.81 | 5.5 | 11.61 | 1 | 11.25 | 5.875 | 4.125 | 084738290568 | 08473829056 | https://www.hammondvalve.com/wp-content/uploads/spec-sheets/6200_2-12.pdf | https://www.hammondvalve.com/wp-content/uploads/ioms/LugButterflyIOM.pdf |  | 12/10/09
BF0722 | 6201D030300 |  | 6201 | 6201D03 | 3 | AN | 3 | BUTTERFLY VALVE,LUG,GEAR OPERATOR,CI BODY,NICKEL PLTD DI IRON DISC,200 WOG,EPDM LINER,DBL DEAD END | 1085.53 | 16.95 | 1.81 | 6 | 12.3 | 1 | 11.25 | 5.875 | 4.125 | 084738290575 | 08473829057 | https://www.hammondvalve.com/wp-content/uploads/spec-sheets/6200_2-12.pdf | https://www.hammondvalve.com/wp-content/uploads/ioms/LugButterflyIOM.pdf |  | 12/10/09
BF0722 | 6201D030400 |  | 6201 | 6201D03 | 4 | AN | 4 | BUTTERFLY VALVE,LUG,GEAR OPERATOR,CI BODY,NICKEL PLTD DI IRON DISC,200 WOG,EPDM LINER,DBL DEAD END | 1244.91 | 21.41 | 2.07 | 7.5 | 13.55 | 1 | 12.25 | 8.5 | 4.125 | 084738290582 | 08473829058 | https://www.hammondvalve.com/wp-content/uploads/spec-sheets/6200_2-12.pdf | https://www.hammondvalve.com/wp-content/uploads/ioms/LugButterflyIOM.pdf |  | 12/10/09
BF0722 | 6201D030500 |  | 6201 | 6201D03 | 5 | AN | 5 | BUTTERFLY VALVE,LUG,GEAR OPERATOR,CI BODY,NICKEL PLTD DI IRON DISC,200 WOG,EPDM LINER,DBL DEAD END | 1503.4 | 28.2 | 2.19 | 8.5 | 14.77 | 1 | 14.5 | 10.5625 | 4 | 084738290599 | 08473829059 | https://www.hammondvalve.com/wp-content/uploads/spec-sheets/6200_2-12.pdf | https://www.hammondvalve.com/wp-content/uploads/ioms/LugButterflyIOM.pdf |  | 12/10/09
BF0722 | 6201D030600 |  | 6201 | 6201D03 | 6 | AN | 6 | BUTTERFLY VALVE,LUG,GEAR OPERATOR,CI BODY,NICKEL PLTD DI IRON DISC,200 WOG,EPDM LINER,DBL DEAD END | 1680.06 | 29.54 | 2.19 | 9.5 | 15.86 | 1 | 14.5 | 10.5625 | 4 | 084738290605 | 08473829060 | https://www.hammondvalve.com/wp-content/uploads/spec-sheets/6200_2-12.pdf | https://www.hammondvalve.com/wp-content/uploads/ioms/LugButterflyIOM.pdf |  | 12/10/09
BF0722 | 6201D030800 |  | 6201 | 6201D03 | 8 | AN | 8 | BUTTERFLY VALVE,LUG,GEAR OPERATOR,CI BODY,NICKEL PLTD DI IRON DISC,200 WOG,EPDM LINER,DBL DEAD END | 2201.27 | 60.64 | 2.38 | 11.75 | 18.17 | 1 | 0 | 0 | 0 | 084738290612 | 08473829061 | https://www.hammondvalve.com/wp-content/uploads/spec-sheets/6200_2-12.pdf | https://www.hammondvalve.com/wp-content/uploads/ioms/LugButterflyIOM.pdf |  | 12/10/09
BF0722 | 6201D031000 |  | 6201 | 6201D03 | 10 | AN | 10 | BUTTERFLY VALVE,LUG,GEAR OPERATOR,CI BODY,NICKEL PLTD DI IRON DISC,200 WOG,EPDM LINER,DBL DEAD END | 2804.38 | 79.6 | 2.69 | 14.25 | 21.67 | 1 | 22 | 16.625 | 6.75 | 084738290629 | 08473829062 | https://www.hammondvalve.com/wp-content/uploads/spec-sheets/6200_2-12.pdf | https://www.hammondvalve.com/wp-content/uploads/ioms/LugButterflyIOM.pdf |  | 12/10/09
BF0722 | 6201D031200 |  | 6201 | 6201D03 | 12 | AN | 12 | BUTTERFLY VALVE,LUG,GEAR OPERATOR,CI BODY,NICKEL PLTD DI IRON DISC,200 WOG,EPDM LINER,DBL DEAD END | 3476.37 | 111 | 3.06 | 17 | 24.54 | 1 | 24.625 | 19 | 6.25 | 084738290636 | 08473829063 | https://www.hammondvalve.com/wp-content/uploads/spec-sheets/6200_2-12.pdf | https://www.hammondvalve.com/wp-content/uploads/ioms/LugButterflyIOM.pdf |  | 12/10/09
BF0722 | 6203010200 |  | 6203 | 620301 | 2 | AN | 2 | BUTTERFLY VALVE,LUG,LEVER HANDLE,CI BODY,NCKL PLTD DI DISC,200 WOG,VITON LINER | 1033.79 | 9.7 | 1.69 | 4.75 | 9.69 | 1 |  |  |  | 084738283652 | 08473828365 | https://www.hammondvalve.com/wp-content/uploads/spec-sheets/6200_2-12.pdf | https://www.hammondvalve.com/wp-content/uploads/ioms/resilient-seated-butterfly-iom.pdf |  | 04/07/04
BF0722 | 6203010300 |  | 6203 | 620301 | 3 | AN | 3 | BUTTERFLY VALVE,LUG,LEVER HANDLE,CI BODY,NCKL PLTD DI DISC,200 WOG,VITON LINER | 1081.19 | 0 | 1.81 | 6 | 11.13 | 1 | 11.25 | 5.875 | 4.125 | 084738128328 | 08473812832 | https://www.hammondvalve.com/wp-content/uploads/spec-sheets/6200_2-12.pdf | https://www.hammondvalve.com/wp-content/uploads/ioms/resilient-seated-butterfly-iom.pdf |  | 01/01/04
BF0722 | 6203010400 |  | 6203 | 620301 | 4 | AN | 4 | BUTTERFLY VALVE,LUG,LEVER HANDLE,CI BODY,NCKL PLTD DI DISC,200 WOG,VITON LINER | 1339.76 | 0 | 2.07 | 7.5 | 12.38 | 1 | 12.25 | 8.5 | 4.125 | 084738128335 | 08473812833 | https://www.hammondvalve.com/wp-content/uploads/spec-sheets/6200_2-12.pdf | https://www.hammondvalve.com/wp-content/uploads/ioms/resilient-seated-butterfly-iom.pdf |  | 01/01/04
BF0722 | 6203010600 |  | 6203 | 620301 | 6 | AN | 6 | BUTTERFLY VALVE,LUG,LEVER HANDLE,CI BODY,NCKL PLTD DI DISC,200 WOG,VITON LINER | 2089.26 | 0 | 2.19 | 9.5 | 14.69 | 1 | 14.5 | 10.5625 | 4 | 084738128342 | 08473812834 | https://www.hammondvalve.com/wp-content/uploads/spec-sheets/6200_2-12.pdf | https://www.hammondvalve.com/wp-content/uploads/ioms/resilient-seated-butterfly-iom.pdf |  | 01/01/04
BF0722 | 6203031200 |  | 6203 | 620303 | 12 | AN | 12 | BUTTERFLY VALVE,LUG,GEAR OPERATOR,CI BODY,NICKEL PLTD DI IRON DISC,200 WOG,VITON LINER | 5854.32 | 113 | 3.06 | 17 | 24.54 | 1 | 24.625 | 19 | 6.25 | 084738288602 | 08473828860 | https://www.hammondvalve.com/wp-content/uploads/spec-sheets/6200_2-12.pdf | https://www.hammondvalve.com/wp-content/uploads/ioms/resilient-seated-butterfly-iom.pdf |  | 11/17/08
BF0722 | 6203031400 |  | 6203 | 620303 | 14 | AN | 14 | BUTTERFLY VALVE,LUG,GEAR OPERATOR,CI BODY,NICKEL PLTD DI IRON DISC,150 WOG,VITON LINER | 8184.78 | 190 | 3.06 | 21 | 28.81 | 1 |  |  |  | 084738288619 | 08473828861 | https://www.hammondvalve.com/wp-content/uploads/spec-sheets/6200_14-24.pdf | https://www.hammondvalve.com/wp-content/uploads/ioms/resilient-seated-butterfly-iom.pdf |  | 11/17/08
BF0722 | 6203031600 |  | 6203 | 620303 | 16 | AN | 16 | BUTTERFLY VALVE,LUG,GEAR OPERATOR,CI BODY,NICKEL PLTD DI IRON DISC,150 WOG,VITON LINER | 11986.62 | 252 | 4 | 23.5 | 31.44 | 1 |  |  |  | 084738288626 | 08473828862 | https://www.hammondvalve.com/wp-content/uploads/spec-sheets/6200_14-24.pdf | https://www.hammondvalve.com/wp-content/uploads/ioms/resilient-seated-butterfly-iom.pdf |  | 11/17/08
BF0722 | 6210001400 |  | 6210 | 621000 | 14 | AN | 14 | BUTTERFLY VALVE,LUG,BARE STEM,CI BODY,ALMN/BRNZ DISC,150 WOG,BUNA LINER | 4910.93 | 0 | 3.06 | 21 | 27.06 | 1 |  |  |  | 084738293491 | 08473829349 | https://www.hammondvalve.com/wp-content/uploads/spec-sheets/6200_14-24.pdf | https://www.hammondvalve.com/wp-content/uploads/ioms/resilient-seated-butterfly-iom.pdf |  | 09/25/14
BF0722 | 6210001600 |  | 6210 | 621000 | 16 | AN | 16 | BUTTERFLY VALVE,LUG,BARE STEM,CI BODY,ALMN/BRNZ DISC,150 WOG,BUNA LINER | 6752.46 | 0 | 4 | 23.5 | 29.44 | 1 |  |  |  | 084738128380 | 08473812838 | https://www.hammondvalve.com/wp-content/uploads/spec-sheets/6200_14-24.pdf | https://www.hammondvalve.com/wp-content/uploads/ioms/resilient-seated-butterfly-iom.pdf |  | 01/01/04
BF0722 | 6210031400 |  | 6210 | 621003 | 14 | AN | 14 | BUTTERFLY VALVE,LUG,GEAR OPERATOR,CI BODY,ALMN/BRNZ DISC,150 WOG,BUNA LINER | 5647.52 | 148 | 3.06 | 21 | 28.81 | 1 |  |  |  | 084738128502 | 08473812850 | https://www.hammondvalve.com/wp-content/uploads/spec-sheets/6200_14-24.pdf | https://www.hammondvalve.com/wp-content/uploads/ioms/resilient-seated-butterfly-iom.pdf |  | 01/01/04
BF0722 | 6210031600 |  | 6210 | 621003 | 16 | AN | 16 | BUTTERFLY VALVE,LUG,GEAR OPERATOR,CI BODY,ALMN/BRNZ DISC,150 WOG,BUNA LINER | 8266.65 | 0 | 4 | 23.5 | 31.44 | 1 |  |  |  | 084738128519 | 08473812851 | https://www.hammondvalve.com/wp-content/uploads/spec-sheets/6200_14-24.pdf | https://www.hammondvalve.com/wp-content/uploads/ioms/resilient-seated-butterfly-iom.pdf |  | 01/01/04
BF0722 | 6210031800 |  | 6210 | 621003 | 18 | AN | 18 | BUTTERFLY VALVE,LUG,GEAR OPERATOR,CI BODY,ALMN/BRNZ DISC,150 WOG,BUNA LINER | 10230.98 | 0 | 4.5 | 25 | 33.26 | 1 |  |  |  | 084738128526 | 08473812852 | https://www.hammondvalve.com/wp-content/uploads/spec-sheets/6200_14-24.pdf | https://www.hammondvalve.com/wp-content/uploads/ioms/resilient-seated-butterfly-iom.pdf |  | 01/01/04
BF0722 | 6210032000 |  | 6210 | 621003 | 20 | AN | 20 | BUTTERFLY VALVE,LUG,GEAR OPERATOR,CI BODY,ALMN/BRNZ DISC,150 WOG,BUNA LINER | 13013.82 | 415 | 5 | 27.5 | 36.01 | 1 |  |  |  | 084738118947 | 08473811894 | https://www.hammondvalve.com/wp-content/uploads/spec-sheets/6200_14-24.pdf | https://www.hammondvalve.com/wp-content/uploads/ioms/resilient-seated-butterfly-iom.pdf |  | 01/01/04
BF0722 | 6210D000212 |  | 6210 | 6210D00 | 2 1/2 | AN | 2.5 | BUTTERFLY VALVE,LUG,BARE STEM,CI BODY,ALMN/BRNZ DISC,200 WOG,BUNA LINER,DOUBLE DEAD END | 478.18 | 0 | 1.81 | 5.5 | 9.31 | 1 |  |  |  | 084738293033 | 08473829303 | https://www.hammondvalve.com/wp-content/uploads/spec-sheets/6200_2-12.pdf | https://www.hammondvalve.com/wp-content/uploads/ioms/LugButterflyIOM.pdf |  | 01/23/14
BF0722 | 6210D000400 |  | 6210 | 6210D00 | 4 | AN | 4 | BUTTERFLY VALVE,LUG,BARE STEM,CI BODY,ALMN/BRNZ DISC,200 WOG,BUNA LINER,DOUBLE DEAD END | 676.32 | 15.65 | 2.07 | 7.5 | 11.25 | 1 | 12.25 | 8.5 | 4.125 | 084738289647 | 08473828964 | https://www.hammondvalve.com/wp-content/uploads/spec-sheets/6200_2-12.pdf | https://www.hammondvalve.com/wp-content/uploads/ioms/LugButterflyIOM.pdf |  | 12/10/09
BF0722 | 6210D000600 |  | 6210 | 6210D00 | 6 | AN | 6 | BUTTERFLY VALVE,LUG,BARE STEM,CI BODY,ALMN/BRNZ DISC,200 WOG,BUNA LINER,DOUBLE DEAD END | 1163.11 | 15.65 | 2.19 | 9.5 | 13.56 | 1 | 14.5 | 10.5625 | 4 | 084738289654 | 08473828965 | https://www.hammondvalve.com/wp-content/uploads/spec-sheets/6200_2-12.pdf | https://www.hammondvalve.com/wp-content/uploads/ioms/LugButterflyIOM.pdf |  | 12/10/09
BF0722 | 6210D000800 |  | 6210 | 6210D00 | 8 | AN | 8 | BUTTERFLY VALVE,LUG,BARE STEM,CI BODY,ALMN/BRNZ DISC,200 WOG,BUNA LINER,DOUBLE DEAD END | 1727.44 | 36.15 | 2.38 | 11.75 | 15.94 | 1 | 20.5 | 13.625 | 6.375 | 084738289661 | 08473828966 | https://www.hammondvalve.com/wp-content/uploads/spec-sheets/6200_2-12.pdf | https://www.hammondvalve.com/wp-content/uploads/ioms/LugButterflyIOM.pdf |  | 12/10/09
BF0722 | 6210D001200 |  | 6210 | 6210D00 | 12 | AN | 12 | BUTTERFLY VALVE,LUG,BARE STEM,CI BODY,ALMN/BRNZ DISC,200 WOG,BUNA LINER,DOUBLE DEAD END | 3476.37 | 87 | 3.06 | 17 | 21.31 | 1 | 24.625 | 19 | 6.25 | 084738289678 | 08473828967 | https://www.hammondvalve.com/wp-content/uploads/spec-sheets/6200_2-12.pdf | https://www.hammondvalve.com/wp-content/uploads/ioms/LugButterflyIOM.pdf |  | 12/10/09
BF0722 | 6210D010200 |  | 6210 | 6210D01 | 2 | AN | 2 | BUTTERFLY VALVE,LUG,LEVER HANDLE,CI BODY,ALMN/BRNZ DISC,200 WOG,BUNA LINER,DOUBLE DEAD END | 555.71 | 9.7 | 1.69 | 4.75 | 9.69 | 1 | 11.25 | 5.875 | 4.125 | 084738290117 | 08473829011 | https://www.hammondvalve.com/wp-content/uploads/spec-sheets/6200_2-12.pdf | https://www.hammondvalve.com/wp-content/uploads/ioms/LugButterflyIOM.pdf |  | 12/10/09
BF0722 | 6210D010212 |  | 6210 | 6210D01 | 2 1/2 | AN | 2.5 | BUTTERFLY VALVE,LUG,LEVER HANDLE,CI BODY,ALMN/BRNZ DISC,200 WOG,BUNA LINER,DOUBLE DEAD END | 555.71 | 11.2 | 1.81 | 5.5 | 10.44 | 1 |  |  |  | 084738290124 | 08473829012 | https://www.hammondvalve.com/wp-content/uploads/spec-sheets/6200_2-12.pdf | https://www.hammondvalve.com/wp-content/uploads/ioms/LugButterflyIOM.pdf |  | 12/10/09
BF0722 | 6210D010300 |  | 6210 | 6210D01 | 3 | AN | 3 | BUTTERFLY VALVE,LUG,LEVER HANDLE,CI BODY,ALMN/BRNZ DISC,200 WOG,BUNA LINER,DOUBLE DEAD END | 594.45 | 11.38 | 1.81 | 6 | 11.13 | 1 | 11.25 | 5.875 | 4.125 | 084738290131 | 08473829013 | https://www.hammondvalve.com/wp-content/uploads/spec-sheets/6200_2-12.pdf | https://www.hammondvalve.com/wp-content/uploads/ioms/LugButterflyIOM.pdf |  | 12/10/09
BF0722 | 6210D010400 |  | 6210 | 6210D01 | 4 | AN | 4 | BUTTERFLY VALVE,LUG,LEVER HANDLE,CI BODY,ALMN/BRNZ DISC,200 WOG,BUNA LINER,DOUBLE DEAD END | 788.35 | 18 | 2.07 | 7.5 | 12.38 | 1 | 12.25 | 8.5 | 4.125 | 084738290148 | 08473829014 | https://www.hammondvalve.com/wp-content/uploads/spec-sheets/6200_2-12.pdf | https://www.hammondvalve.com/wp-content/uploads/ioms/LugButterflyIOM.pdf |  | 12/10/09
BF0722 | 6210D010500 |  | 6210 | 6210D01 | 5 | AN | 5 | BUTTERFLY VALVE,LUG,LEVER HANDLE,CI BODY,ALMN/BRNZ DISC,200 WOG,BUNA LINER,DOUBLE DEAD END | 1145.84 | 21.47 | 2.19 | 8.5 | 13.6 | 1 | 14.5 | 10.5625 | 4 | 084738290155 | 08473829015 | https://www.hammondvalve.com/wp-content/uploads/spec-sheets/6200_2-12.pdf | https://www.hammondvalve.com/wp-content/uploads/ioms/LugButterflyIOM.pdf |  | 12/10/09
BF0722 | 6210D010600 |  | 6210 | 6210D01 | 6 | AN | 6 | BUTTERFLY VALVE,LUG,LEVER HANDLE,CI BODY,ALMN/BRNZ DISC,200 WOG,BUNA LINER,DOUBLE DEAD END | 1279.41 | 26.1 | 2.19 | 9.5 | 14.69 | 1 | 14.5 | 10.5625 | 4 | 084738290162 | 08473829016 | https://www.hammondvalve.com/wp-content/uploads/spec-sheets/6200_2-12.pdf | https://www.hammondvalve.com/wp-content/uploads/ioms/LugButterflyIOM.pdf |  | 12/10/09
BF0722 | 6210D010800 |  | 6210 | 6210D01 | 8 | AN | 8 | BUTTERFLY VALVE,LUG,LEVER HANDLE,CI BODY,ALMN/BRNZ DISC,200 WOG,BUNA LINER,DOUBLE DEAD END | 1878.23 | 43.3 | 2.38 | 11.75 | 16.44 | 1 | 20.5 | 13.625 | 6.375 | 084738290179 | 08473829017 | https://www.hammondvalve.com/wp-content/uploads/spec-sheets/6200_2-12.pdf | https://www.hammondvalve.com/wp-content/uploads/ioms/LugButterflyIOM.pdf |  | 12/10/09
BF0722 | 6210D011000 |  | 6210 | 6210D01 | 10 | AN | 10 | BUTTERFLY VALVE,LUG,LEVER HANDLE,CI BODY,ALMN/BRNZ DISC,200 WOG,BUNA LINER,DOUBLE DEAD END | 2468.29 | 62 | 2.69 | 14.25 | 19.94 | 1 | 22 | 16.625 | 6.75 | 084738290186 | 08473829018 | https://www.hammondvalve.com/wp-content/uploads/spec-sheets/6200_2-12.pdf | https://www.hammondvalve.com/wp-content/uploads/ioms/LugButterflyIOM.pdf |  | 12/10/09
BF0722 | 6210D011200 |  | 6210 | 6210D01 | 12 | AN | 12 | BUTTERFLY VALVE,LUG,LEVER HANDLE,CI BODY,ALMN/BRNZ DISC,200 WOG,BUNA LINER,DOUBLE DEAD END | 3635.83 | 109 | 3.06 | 17 | 22.81 | 1 | 24.625 | 19 | 6.25 | 084738290193 | 08473829019 | https://www.hammondvalve.com/wp-content/uploads/spec-sheets/6200_2-12.pdf | https://www.hammondvalve.com/wp-content/uploads/ioms/LugButterflyIOM.pdf |  | 12/10/09
BF0722 | 6210D030200 |  | 6210 | 6210D03 | 2 | AN | 2 | BUTTERFLY VALVE,LUG,GEAR OPERATOR,CI BODY,ALMN/BRNZ DISC,200 WOG,BUNA LINER,DOUBLE DEAD END | 1076.94 | 27.8 | 1.69 | 4.75 | 10.86 | 1 | 11.25 | 5.875 | 4.125 | 084738290643 | 08473829064 | https://www.hammondvalve.com/wp-content/uploads/spec-sheets/6200_2-12.pdf | https://www.hammondvalve.com/wp-content/uploads/ioms/LugButterflyIOM.pdf |  | 12/10/09
BF0722 | 6210D030212 |  | 6210 | 6210D03 | 2 1/2 | AN | 2.5 | BUTTERFLY VALVE,LUG,GEAR OPERATOR,CI BODY,ALMN/BRNZ DISC,200 WOG,BUNA LINER,DOUBLE DEAD END | 1076.94 | 19.3 | 1.81 | 5.5 | 11.61 | 1 |  |  |  | 084738290650 | 08473829065 | https://www.hammondvalve.com/wp-content/uploads/spec-sheets/6200_2-12.pdf | https://www.hammondvalve.com/wp-content/uploads/ioms/LugButterflyIOM.pdf |  | 12/10/09
BF0722 | 6210D030300 |  | 6210 | 6210D03 | 3 | AN | 3 | BUTTERFLY VALVE,LUG,GEAR OPERATOR,CI BODY,ALMN/BRNZ DISC,200 WOG,BUNA LINER,DOUBLE DEAD END | 1120.02 | 19.75 | 1.81 | 6 | 12.3 | 1 | 11.25 | 5.875 | 4.125 | 084738290667 | 08473829066 | https://www.hammondvalve.com/wp-content/uploads/spec-sheets/6200_2-12.pdf | https://www.hammondvalve.com/wp-content/uploads/ioms/LugButterflyIOM.pdf |  | 12/10/09
BF0722 | 6210D030400 |  | 6210 | 6210D03 | 4 | AN | 4 | BUTTERFLY VALVE,LUG,GEAR OPERATOR,CI BODY,ALMN/BRNZ DISC,200 WOG,BUNA LINER,DOUBLE DEAD END | 1322.5 | 21.72 | 2.07 | 7.5 | 13.55 | 1 | 12.25 | 8.5 | 4.125 | 084738290674 | 08473829067 | https://www.hammondvalve.com/wp-content/uploads/spec-sheets/6200_2-12.pdf | https://www.hammondvalve.com/wp-content/uploads/ioms/LugButterflyIOM.pdf |  | 12/10/09
BF0722 | 6210D030600 |  | 6210 | 6210D03 | 6 | AN | 6 | BUTTERFLY VALVE,LUG,GEAR OPERATOR,CI BODY,ALMN/BRNZ DISC,200 WOG,BUNA LINER,DOUBLE DEAD END | 1809.24 | 34.14 | 2.19 | 9.5 | 15.86 | 1 | 14.5 | 10.5625 | 4 | 084738290681 | 08473829068 | https://www.hammondvalve.com/wp-content/uploads/spec-sheets/6200_2-12.pdf | https://www.hammondvalve.com/wp-content/uploads/ioms/LugButterflyIOM.pdf |  | 12/10/09
BF0722 | 6210D030800 |  | 6210 | 6210D03 | 8 | AN | 8 | BUTTERFLY VALVE,LUG,GEAR OPERATOR,CI BODY,ALMN/BRNZ DISC,200 WOG,BUNA LINER,DOUBLE DEAD END | 2507.14 | 47.85 | 2.38 | 11.75 | 18.17 | 1 | 20.5 | 13.625 | 6.375 | 084738290698 | 08473829069 | https://www.hammondvalve.com/wp-content/uploads/spec-sheets/6200_2-12.pdf | https://www.hammondvalve.com/wp-content/uploads/ioms/LugButterflyIOM.pdf |  | 12/10/09
BF0722 | 6210D031000 |  | 6210 | 6210D03 | 10 | AN | 10 | BUTTERFLY VALVE,LUG,GEAR OPERATOR,CI BODY,ALMN/BRNZ DISC,200 WOG,BUNA LINER,DOUBLE DEAD END | 3088.68 | 74.3 | 2.69 | 14.25 | 21.67 | 1 | 22 | 16.625 | 6.75 | 084738290704 | 08473829070 | https://www.hammondvalve.com/wp-content/uploads/spec-sheets/6200_2-12.pdf | https://www.hammondvalve.com/wp-content/uploads/ioms/LugButterflyIOM.pdf |  | 12/10/09
BF0722 | 6210D031200 |  | 6210 | 6210D03 | 12 | AN | 12 | BUTTERFLY VALVE,LUG,GEAR OPERATOR,CI BODY,ALMN/BRNZ DISC,200 WOG,BUNA LINER,DOUBLE DEAD END | 4251.82 | 98 | 3.06 | 17 | 24.54 | 1 | 24.625 | 19 | 6.25 | 084738290711 | 08473829071 | https://www.hammondvalve.com/wp-content/uploads/spec-sheets/6200_2-12.pdf | https://www.hammondvalve.com/wp-content/uploads/ioms/LugButterflyIOM.pdf |  | 12/10/09
BF0722 | 6211001400 |  | 6211 | 621100 | 14 | AN | 14 | BUTTERFLY VALVE,LUG,BARE STEM,CI BODY,ALMN/BRNZ DISC,150 WOG,EPDM LINER | 4910.93 | 151.6 | 3.06 | 21 | 27.06 | 1 |  |  |  | 084738128595 | 08473812859 | https://www.hammondvalve.com/wp-content/uploads/spec-sheets/6200_14-24.pdf | https://www.hammondvalve.com/wp-content/uploads/ioms/resilient-seated-butterfly-iom.pdf |  | 01/01/04
BF0722 | 6211031400 |  | 6211 | 621103 | 14 | AN | 14 | BUTTERFLY VALVE,LUG,GEAR OPERATOR,CI BODY,ALMN/BRNZ DISC,150 WOG,EPDM LINER | 5647.52 | 176 | 3.06 | 21 | 28.81 | 1 |  |  |  | 084738128656 | 08473812865 | https://www.hammondvalve.com/wp-content/uploads/spec-sheets/6200_14-24.pdf | https://www.hammondvalve.com/wp-content/uploads/ioms/resilient-seated-butterfly-iom.pdf |  | 01/01/04
BF0722 | 6211031600 |  | 6211 | 621103 | 16 | AN | 16 | BUTTERFLY VALVE,LUG,GEAR OPERATOR,CI BODY,ALMN/BRNZ DISC,150 WOG,EPDM LINER | 8266.65 | 243 | 4 | 23.5 | 31.44 | 1 |  |  |  | 084738128663 | 08473812866 | https://www.hammondvalve.com/wp-content/uploads/spec-sheets/6200_14-24.pdf | https://www.hammondvalve.com/wp-content/uploads/ioms/resilient-seated-butterfly-iom.pdf |  | 01/01/04
BF0722 | 6211031800 |  | 6211 | 621103 | 18 | AN | 18 | BUTTERFLY VALVE,LUG,GEAR OPERATOR,CI BODY,ALMN/BRNZ DISC,150 WOG,EPDM LINER | 10230.98 | 326 | 4.5 | 25 | 33.26 | 1 |  |  |  | 084738128670 | 08473812867 | https://www.hammondvalve.com/wp-content/uploads/spec-sheets/6200_14-24.pdf | https://www.hammondvalve.com/wp-content/uploads/ioms/resilient-seated-butterfly-iom.pdf |  | 01/01/04
BF0722 | 6211032000 |  | 6211 | 621103 | 20 | AN | 20 | BUTTERFLY VALVE,LUG,GEAR OPERATOR,CI BODY,ALMN/BRNZ DISC,150 WOG,EPDM LINER | 13013.82 | 416 | 5 | 27.5 | 36.01 | 1 |  |  |  | 084738128687 | 08473812868 | https://www.hammondvalve.com/wp-content/uploads/spec-sheets/6200_14-24.pdf | https://www.hammondvalve.com/wp-content/uploads/ioms/resilient-seated-butterfly-iom.pdf |  | 01/01/04
BF0722 | 6211032400 |  | 6211 | 621103 | 24 | AN | 24 | BUTTERFLY VALVE,LUG,GEAR OPERATOR,CI BODY,ALMN/BRNZ DISC,150 WOG,EPDM LINER | 23326.65 | 616 | 6.06 | 28.25 | 43.06 | 1 |  |  |  | 084738128694 | 08473812869 | https://www.hammondvalve.com/wp-content/uploads/spec-sheets/6200_14-24.pdf | https://www.hammondvalve.com/wp-content/uploads/ioms/resilient-seated-butterfly-iom.pdf |  | 01/01/04
BF0722 | 6211D000200 |  | 6211 | 6211D00 | 2 | AN | 2 | BUTTERFLY VALVE,LUG,BARE STEM,CI BODY,ALMN/BRNZ DISC,200 WOG,EPDM LINER,DOUBLE DEAD END | 478.18 | 6.8 | 1.69 | 4.75 | 8.56 | 1 | 11.25 | 5.875 | 4.125 | 084738289685 | 08473828968 | https://www.hammondvalve.com/wp-content/uploads/spec-sheets/6200_2-12.pdf | https://www.hammondvalve.com/wp-content/uploads/ioms/LugButterflyIOM.pdf |  | 12/10/09
BF0722 | 6211D000212 |  | 6211 | 6211D00 | 2 1/2 | AN | 2.5 | BUTTERFLY VALVE,LUG,BARE STEM,CI BODY,ALMN/BRNZ DISC,200 WOG,EPDM LINER,DOUBLE DEAD END | 478.18 | 8.6 | 1.81 | 5.5 | 9.31 | 1 | 11.25 | 5.875 | 4.125 | 084738289692 | 08473828969 | https://www.hammondvalve.com/wp-content/uploads/spec-sheets/6200_2-12.pdf | https://www.hammondvalve.com/wp-content/uploads/ioms/LugButterflyIOM.pdf |  | 12/10/09
BF0722 | 6211D000300 |  | 6211 | 6211D00 | 3 | AN | 3 | BUTTERFLY VALVE,LUG,BARE STEM,CI BODY,ALMN/BRNZ DISC,200 WOG,EPDM LINER,DOUBLE DEAD END | 516.93 | 10.05 | 1.81 | 6 | 10 | 1 | 11.25 | 5.875 | 4.125 | 084738289708 | 08473828970 | https://www.hammondvalve.com/wp-content/uploads/spec-sheets/6200_2-12.pdf | https://www.hammondvalve.com/wp-content/uploads/ioms/LugButterflyIOM.pdf |  | 12/10/09
BF0722 | 6211D000400 |  | 6211 | 6211D00 | 4 | AN | 4 | BUTTERFLY VALVE,LUG,BARE STEM,CI BODY,ALMN/BRNZ DISC,200 WOG,EPDM LINER,DOUBLE DEAD END | 676.32 | 15.9 | 2.07 | 7.5 | 11.25 | 1 | 12.25 | 8.5 | 4.125 | 084738289715 | 08473828971 | https://www.hammondvalve.com/wp-content/uploads/spec-sheets/6200_2-12.pdf | https://www.hammondvalve.com/wp-content/uploads/ioms/LugButterflyIOM.pdf |  | 12/10/09
BF0722 | 6211D000500 |  | 6211 | 6211D00 | 5 | AN | 5 | BUTTERFLY VALVE,LUG,BARE STEM,CI BODY,ALMN/BRNZ DISC,200 WOG,EPDM LINER,DOUBLE DEAD END | 1033.94 | 19.02 | 2.19 | 8.5 | 12.47 | 1 | 14.5 | 10.5625 | 4 | 084738289722 | 08473828972 | https://www.hammondvalve.com/wp-content/uploads/spec-sheets/6200_2-12.pdf | https://www.hammondvalve.com/wp-content/uploads/ioms/LugButterflyIOM.pdf |  | 12/10/09
BF0722 | 6211D000600 |  | 6211 | 6211D00 | 6 | AN | 6 | BUTTERFLY VALVE,LUG,BARE STEM,CI BODY,ALMN/BRNZ DISC,200 WOG,EPDM LINER,DOUBLE DEAD END | 1163.11 | 23.55 | 2.19 | 9.5 | 13.56 | 1 | 14.5 | 10.5625 | 4 | 084738289739 | 08473828973 | https://www.hammondvalve.com/wp-content/uploads/spec-sheets/6200_2-12.pdf | https://www.hammondvalve.com/wp-content/uploads/ioms/LugButterflyIOM.pdf |  | 12/10/09
BF0722 | 6211D000800 |  | 6211 | 6211D00 | 8 | AN | 8 | BUTTERFLY VALVE,LUG,BARE STEM,CI BODY,ALMN/BRNZ DISC,200 WOG,EPDM LINER,DOUBLE DEAD END | 1727.44 | 38.2 | 2.38 | 11.75 | 15.94 | 1 | 20.5 | 13.625 | 6.375 | 084738289746 | 08473828974 | https://www.hammondvalve.com/wp-content/uploads/spec-sheets/6200_2-12.pdf | https://www.hammondvalve.com/wp-content/uploads/ioms/LugButterflyIOM.pdf |  | 12/10/09
BF0722 | 6211D001000 |  | 6211 | 6211D00 | 10 | AN | 10 | BUTTERFLY VALVE,LUG,BARE STEM,CI BODY,ALMN/BRNZ DISC,200 WOG,EPDM LINER,DOUBLE DEAD END | 2308.96 | 62.6 | 2.69 | 14.25 | 18.44 | 1 | 22 | 16.625 | 6.75 | 084738289753 | 08473828975 | https://www.hammondvalve.com/wp-content/uploads/spec-sheets/6200_2-12.pdf | https://www.hammondvalve.com/wp-content/uploads/ioms/LugButterflyIOM.pdf |  | 12/10/09
BF0722 | 6211D001200 |  | 6211 | 6211D00 | 12 | AN | 12 | BUTTERFLY VALVE,LUG,BARE STEM,CI BODY,ALMN/BRNZ DISC,200 WOG,EPDM LINER,DOUBLE DEAD END | 3476.37 | 106 | 3.06 | 17 | 21.31 | 1 | 24.625 | 19 | 6.25 | 084738289760 | 08473828976 | https://www.hammondvalve.com/wp-content/uploads/spec-sheets/6200_2-12.pdf | https://www.hammondvalve.com/wp-content/uploads/ioms/LugButterflyIOM.pdf |  | 12/10/09
BF0722 | 6211D010200 |  | 6211 | 6211D01 | 2 | AN | 2 | BUTTERFLY VALVE,LUG,LEVER HANDLE,CI BODY,ALMN/BRNZ DISC,200 WOG,EPDM LINER,DOUBLE DEAD END | 555.71 | 8.828 | 1.69 | 4.75 | 9.69 | 1 | 11.25 | 5.875 | 4.125 | 084738290209 | 08473829020 | https://www.hammondvalve.com/wp-content/uploads/spec-sheets/6200_2-12.pdf | https://www.hammondvalve.com/wp-content/uploads/ioms/LugButterflyIOM.pdf |  | 12/10/09
BF0722 | 6211D010212 |  | 6211 | 6211D01 | 2 1/2 | AN | 2.5 | BUTTERFLY VALVE,LUG,LEVER HANDLE,CI BODY,ALMN/BRNZ DISC,200 WOG,EPDM LINER,DOUBLE DEAD END | 555.71 | 10.74 | 1.81 | 5.5 | 10.44 | 1 | 11.25 | 5.875 | 4.125 | 084738290216 | 08473829021 | https://www.hammondvalve.com/wp-content/uploads/spec-sheets/6200_2-12.pdf | https://www.hammondvalve.com/wp-content/uploads/ioms/LugButterflyIOM.pdf |  | 12/10/09
BF0722 | 6211D010300 |  | 6211 | 6211D01 | 3 | AN | 3 | BUTTERFLY VALVE,LUG,LEVER HANDLE,CI BODY,ALMN/BRNZ DISC,200 WOG,EPDM LINER,DOUBLE DEAD END | 594.45 | 11.33 | 1.81 | 6 | 11.13 | 1 | 11.25 | 5.875 | 4.125 | 084738290223 | 08473829022 | https://www.hammondvalve.com/wp-content/uploads/spec-sheets/6200_2-12.pdf | https://www.hammondvalve.com/wp-content/uploads/ioms/LugButterflyIOM.pdf |  | 12/10/09
BF0722 | 6211D010400 |  | 6211 | 6211D01 | 4 | AN | 4 | BUTTERFLY VALVE,LUG,LEVER HANDLE,CI BODY,ALMN/BRNZ DISC,200 WOG,EPDM LINER,DOUBLE DEAD END | 788.35 | 17.692 | 2.07 | 7.5 | 12.38 | 1 | 12.25 | 8.5 | 4.125 | 084738290230 | 08473829023 | https://www.hammondvalve.com/wp-content/uploads/spec-sheets/6200_2-12.pdf | https://www.hammondvalve.com/wp-content/uploads/ioms/LugButterflyIOM.pdf |  | 12/10/09
BF0722 | 6211D010500 |  | 6211 | 6211D01 | 5 | AN | 5 | BUTTERFLY VALVE,LUG,LEVER HANDLE,CI BODY,ALMN/BRNZ DISC,200 WOG,EPDM LINER,DOUBLE DEAD END | 1145.84 | 22.42 | 2.19 | 8.5 | 13.6 | 1 | 14.5 | 10.5625 | 4 | 084738290247 | 08473829024 | https://www.hammondvalve.com/wp-content/uploads/spec-sheets/6200_2-12.pdf | https://www.hammondvalve.com/wp-content/uploads/ioms/LugButterflyIOM.pdf |  | 12/10/09
BF0722 | 6211D010600 |  | 6211 | 6211D01 | 6 | AN | 6 | BUTTERFLY VALVE,LUG,LEVER HANDLE,CI BODY,ALMN/BRNZ DISC,200 WOG,EPDM LINER,DOUBLE DEAD END | 1279.41 | 25.688 | 2.19 | 9.5 | 14.69 | 1 | 14.5 | 10.5625 | 4 | 084738290254 | 08473829025 | https://www.hammondvalve.com/wp-content/uploads/spec-sheets/6200_2-12.pdf | https://www.hammondvalve.com/wp-content/uploads/ioms/LugButterflyIOM.pdf |  | 12/10/09
BF0722 | 6211D010800 |  | 6211 | 6211D01 | 8 | AN | 8 | BUTTERFLY VALVE,LUG,LEVER HANDLE,CI BODY,ALMN/BRNZ DISC,200 WOG,EPDM LINER,DOUBLE DEAD END | 1878.23 | 43.96 | 2.38 | 11.75 | 16.44 | 1 | 20.5 | 13.625 | 6.375 | 084738290261 | 08473829026 | https://www.hammondvalve.com/wp-content/uploads/spec-sheets/6200_2-12.pdf | https://www.hammondvalve.com/wp-content/uploads/ioms/LugButterflyIOM.pdf |  | 12/10/09
BF0722 | 6211D011000 |  | 6211 | 6211D01 | 10 | AN | 10 | BUTTERFLY VALVE,LUG,LEVER HANDLE,CI BODY,ALMN/BRNZ DISC,200 WOG,EPDM LINER,DOUBLE DEAD END | 2468.29 | 66.68 | 2.69 | 14.25 | 19.94 | 1 | 22 | 16.625 | 6.75 | 084738290278 | 08473829027 | https://www.hammondvalve.com/wp-content/uploads/spec-sheets/6200_2-12.pdf | https://www.hammondvalve.com/wp-content/uploads/ioms/LugButterflyIOM.pdf |  | 12/10/09
BF0722 | 6211D011200 |  | 6211 | 6211D01 | 12 | AN | 12 | BUTTERFLY VALVE,LUG,LEVER HANDLE,CI BODY,ALMN/BRNZ DISC,200 WOG,EPDM LINER,DOUBLE DEAD END | 3635.83 | 109.6 | 3.06 | 17 | 22.81 | 1 | 24.625 | 19 | 6.25 | 084738290285 | 08473829028 | https://www.hammondvalve.com/wp-content/uploads/spec-sheets/6200_2-12.pdf | https://www.hammondvalve.com/wp-content/uploads/ioms/LugButterflyIOM.pdf |  | 12/10/09
BF0722 | 6211D030200 |  | 6211 | 6211D03 | 2 | AN | 2 | BUTTERFLY VALVE,LUG,GEAR OPERATOR,CI BODY,ALMN/BRNZ DISC,200 WOG,EPDM LINER,DOUBLE DEAD END | 1076.94 | 14.4 | 1.69 | 4.75 | 10.86 | 1 | 11.25 | 5.875 | 4.125 | 084738290728 | 08473829072 | https://www.hammondvalve.com/wp-content/uploads/spec-sheets/6200_2-12.pdf | https://www.hammondvalve.com/wp-content/uploads/ioms/LugButterflyIOM.pdf |  | 12/10/09
BF0722 | 6211D030212 |  | 6211 | 6211D03 | 2 1/2 | AN | 2.5 | BUTTERFLY VALVE,LUG,GEAR OPERATOR,CI BODY,ALMN/BRNZ DISC,200 WOG,EPDM LINER,DOUBLE DEAD END | 1076.94 | 19.2 | 1.81 | 5.5 | 11.61 | 1 | 11.25 | 5.875 | 4.125 | 084738290735 | 08473829073 | https://www.hammondvalve.com/wp-content/uploads/spec-sheets/6200_2-12.pdf | https://www.hammondvalve.com/wp-content/uploads/ioms/LugButterflyIOM.pdf |  | 12/10/09
BF0722 | 6211D030300 |  | 6211 | 6211D03 | 3 | AN | 3 | BUTTERFLY VALVE,LUG,GEAR OPERATOR,CI BODY,ALMN/BRNZ DISC,200 WOG,EPDM LINER,DOUBLE DEAD END | 1120.02 | 19.94 | 1.81 | 6 | 12.3 | 1 | 11.25 | 5.875 | 4.125 | 084738290742 | 08473829074 | https://www.hammondvalve.com/wp-content/uploads/spec-sheets/6200_2-12.pdf | https://www.hammondvalve.com/wp-content/uploads/ioms/LugButterflyIOM.pdf |  | 12/10/09
BF0722 | 6211D030400 |  | 6211 | 6211D03 | 4 | AN | 4 | BUTTERFLY VALVE,LUG,GEAR OPERATOR,CI BODY,ALMN/BRNZ DISC,200 WOG,EPDM LINER,DOUBLE DEAD END | 1322.5 | 24.042 | 2.07 | 7.5 | 13.55 | 1 | 12.25 | 8.5 | 4.125 | 084738290759 | 08473829075 | https://www.hammondvalve.com/wp-content/uploads/spec-sheets/6200_2-12.pdf | https://www.hammondvalve.com/wp-content/uploads/ioms/LugButterflyIOM.pdf |  | 12/10/09
BF0722 | 6211D030500 |  | 6211 | 6211D03 | 5 | AN | 5 | BUTTERFLY VALVE,LUG,GEAR OPERATOR,CI BODY,ALMN/BRNZ DISC,200 WOG,EPDM LINER,DOUBLE DEAD END | 1680.06 | 24.3 | 2.19 | 8.5 | 14.77 | 1 | 14.5 | 10.5625 | 4 | 084738290766 | 08473829076 | https://www.hammondvalve.com/wp-content/uploads/spec-sheets/6200_2-12.pdf | https://www.hammondvalve.com/wp-content/uploads/ioms/LugButterflyIOM.pdf |  | 12/10/09
BF0722 | 6211D030600 |  | 6211 | 6211D03 | 6 | AN | 6 | BUTTERFLY VALVE,LUG,GEAR OPERATOR,CI BODY,ALMN/BRNZ DISC,200 WOG,EPDM LINER,DOUBLE DEAD END | 1809.24 | 33.86 | 2.19 | 9.5 | 15.86 | 1 | 14.5 | 10.5625 | 4 | 084738290773 | 08473829077 | https://www.hammondvalve.com/wp-content/uploads/spec-sheets/6200_2-12.pdf | https://www.hammondvalve.com/wp-content/uploads/ioms/LugButterflyIOM.pdf |  | 12/10/09
BF0722 | 6211D030800 |  | 6211 | 6211D03 | 8 | AN | 8 | BUTTERFLY VALVE,LUG,GEAR OPERATOR,CI BODY,ALMN/BRNZ DISC,200 WOG,EPDM LINER,DOUBLE DEAD END | 2507.14 | 55.946 | 2.38 | 11.75 | 18.17 | 1 | 20.5 | 13.625 | 6.375 | 084738290780 | 08473829078 | https://www.hammondvalve.com/wp-content/uploads/spec-sheets/6200_2-12.pdf | https://www.hammondvalve.com/wp-content/uploads/ioms/LugButterflyIOM.pdf |  | 12/10/09
BF0722 | 6211D031000 |  | 6211 | 6211D03 | 10 | AN | 10 | BUTTERFLY VALVE,LUG,GEAR OPERATOR,CI BODY,ALMN/BRNZ DISC,200 WOG,EPDM LINER,DOUBLE DEAD END | 3088.68 | 82.06 | 2.69 | 14.25 | 21.67 | 1 | 22 | 16.625 | 6.75 | 084738290797 | 08473829079 | https://www.hammondvalve.com/wp-content/uploads/spec-sheets/6200_2-12.pdf | https://www.hammondvalve.com/wp-content/uploads/ioms/LugButterflyIOM.pdf |  | 12/10/09
BF0722 | 6211D031200 |  | 6211 | 6211D03 | 12 | AN | 12 | BUTTERFLY VALVE,LUG,GEAR OPERATOR,CI BODY,ALMN/BRNZ DISC,200 WOG,EPDM LINER,DOUBLE DEAD END | 4251.82 | 109.54 | 3.06 | 17 | 24.54 | 1 | 24.625 | 19 | 6.25 | 084738290803 | 08473829080 | https://www.hammondvalve.com/wp-content/uploads/spec-sheets/6200_2-12.pdf | https://www.hammondvalve.com/wp-content/uploads/ioms/LugButterflyIOM.pdf |  | 12/10/09
BF0722 | 6213001000 |  | 6213 | 621300 | 10 | AN | 10 | BUTTERFLY VALVE,LUG,BARE STEM,CI BODY,ALMN/BRNZ DISC,200 WOG,VITON LINER | 4221.62 | 0 | 2.69 | 14.25 | 18.44 | 1 | 22 | 16.625 | 6.75 | 084738291152 | 08473829115 | https://www.hammondvalve.com/wp-content/uploads/spec-sheets/6200_2-12.pdf | https://www.hammondvalve.com/wp-content/uploads/ioms/resilient-seated-butterfly-iom.pdf |  | 02/10/10
BF0722 | 6213010200 |  | 6213 | 621301 | 2 | AN | 2 | BUTTERFLY VALVE,LUG,LEVER HANDLE,CI BODY,ALMN/BRNZ DISC,200 WOG,VITON LINER | 1076.88 | 9.96 | 1.69 | 4.75 | 9.69 | 1 | 11.25 | 5.875 | 4.125 | 084738122609 | 08473812260 | https://www.hammondvalve.com/wp-content/uploads/spec-sheets/6200_2-12.pdf | https://www.hammondvalve.com/wp-content/uploads/ioms/resilient-seated-butterfly-iom.pdf |  | 01/01/04
BF0722 | 6213010212 |  | 6213 | 621301 | 2 1/2 | AN | 2.5 | BUTTERFLY VALVE,LUG,LEVER HANDLE,CI BODY,ALMN/BRNZ DISC,200 WOG,VITON LINER | 1076.88 | 11.1 | 1.81 | 5.5 | 10.44 | 1 | 11.25 | 5.875 | 4.125 | 084738122616 | 08473812261 | https://www.hammondvalve.com/wp-content/uploads/spec-sheets/6200_2-12.pdf | https://www.hammondvalve.com/wp-content/uploads/ioms/resilient-seated-butterfly-iom.pdf |  | 01/01/04
BF0722 | 6213010300 |  | 6213 | 621301 | 3 | AN | 3 | BUTTERFLY VALVE,LUG,LEVER HANDLE,CI BODY,ALMN/BRNZ DISC,200 WOG,VITON LINER | 1115.68 | 11.58 | 1.81 | 6 | 11.13 | 1 | 11.25 | 5.875 | 4.125 | 084738112433 | 08473811243 | https://www.hammondvalve.com/wp-content/uploads/spec-sheets/6200_2-12.pdf | https://www.hammondvalve.com/wp-content/uploads/ioms/resilient-seated-butterfly-iom.pdf |  | 01/01/04
BF0722 | 6213010400 |  | 6213 | 621301 | 4 | AN | 4 | BUTTERFLY VALVE,LUG,LEVER HANDLE,CI BODY,ALMN/BRNZ DISC,200 WOG,VITON LINER | 1417.31 | 18.48 | 2.07 | 7.5 | 12.38 | 1 | 12.25 | 8.5 | 4.125 | 084738112440 | 08473811244 | https://www.hammondvalve.com/wp-content/uploads/spec-sheets/6200_2-12.pdf | https://www.hammondvalve.com/wp-content/uploads/ioms/resilient-seated-butterfly-iom.pdf |  | 01/01/04
BF0722 | 6213010500 |  | 6213 | 621301 | 5 | AN | 5 | BUTTERFLY VALVE,LUG,LEVER HANDLE,CI BODY,ALMN/BRNZ DISC,200 WOG,VITON LINER | 2063.4 | 0 | 2.19 | 8.5 | 13.6 | 1 | 14.5 | 10.5625 | 4 | 084738122654 | 08473812265 | https://www.hammondvalve.com/wp-content/uploads/spec-sheets/6200_2-12.pdf | https://www.hammondvalve.com/wp-content/uploads/ioms/resilient-seated-butterfly-iom.pdf |  | 01/01/04
BF0722 | 6213010600 |  | 6213 | 621301 | 6 | AN | 6 | BUTTERFLY VALVE,LUG,LEVER HANDLE,CI BODY,ALMN/BRNZ DISC,200 WOG,VITON LINER | 2218.5 | 26.45 | 2.19 | 9.5 | 14.69 | 1 | 14.5 | 10.5625 | 4 | 084738122630 | 08473812263 | https://www.hammondvalve.com/wp-content/uploads/spec-sheets/6200_2-12.pdf | https://www.hammondvalve.com/wp-content/uploads/ioms/resilient-seated-butterfly-iom.pdf |  | 01/01/04
BF0722 | 6213010800 |  | 6213 | 621301 | 8 | AN | 8 | BUTTERFLY VALVE,LUG,LEVER HANDLE,CI BODY,ALMN/BRNZ DISC,200 WOG,VITON LINER | 3519.53 | 43.9 | 2.38 | 11.75 | 16.44 | 1 | 20.5 | 13.625 | 6.375 | 084738122647 | 08473812264 | https://www.hammondvalve.com/wp-content/uploads/spec-sheets/6200_2-12.pdf | https://www.hammondvalve.com/wp-content/uploads/ioms/resilient-seated-butterfly-iom.pdf |  | 01/01/04
BF0722 | 6213030212 |  | 6213 | 621303 | 2 1/2 | AN | 2.5 | BUTTERFLY VALVE,LUG,GEAR OPERATOR,CI BODY,ALMN/BRNZ DISC,200 WOG,VITON LINER | 1598.16 | 17 | 1.81 | 5.5 | 11.61 | 1 |  |  |  | 084738118084 | 08473811808 | https://www.hammondvalve.com/wp-content/uploads/spec-sheets/6200_2-12.pdf | https://www.hammondvalve.com/wp-content/uploads/ioms/resilient-seated-butterfly-iom.pdf |  | 01/01/04
BF0722 | 6213030600 |  | 6213 | 621303 | 6 | AN | 6 | BUTTERFLY VALVE,LUG,GEAR OPERATOR,CI BODY,ALMN/BRNZ DISC,200 WOG,VITON LINER | 2748.35 | 31.5 | 2.19 | 9.5 | 15.86 | 1 | 14.5 | 10.5625 | 4 | 084738116431 | 08473811643 | https://www.hammondvalve.com/wp-content/uploads/spec-sheets/6200_2-12.pdf | https://www.hammondvalve.com/wp-content/uploads/ioms/resilient-seated-butterfly-iom.pdf |  | 01/01/04
BF0722 | 6213030800 |  | 6213 | 621303 | 8 | AN | 8 | BUTTERFLY VALVE,LUG,GEAR OPERATOR,CI BODY,ALMN/BRNZ DISC,200 WOG,VITON LINER | 4148.45 | 46.49 | 2.38 | 11.75 | 18.17 | 1 | 20.5 | 13.625 | 6.375 | 084738116448 | 08473811644 | https://www.hammondvalve.com/wp-content/uploads/spec-sheets/6200_2-12.pdf | https://www.hammondvalve.com/wp-content/uploads/ioms/resilient-seated-butterfly-iom.pdf |  | 01/01/04
BF0722 | 6213031000 |  | 6213 | 621303 | 10 | AN | 10 | BUTTERFLY VALVE,LUG,GEAR OPERATOR,CI BODY,ALMN/BRNZ DISC,200 WOG,VITON LINER | 5001.37 | 83.46 | 2.69 | 14.25 | 21.67 | 1 | 22 | 16.625 | 6.75 | 084738292098 | 08473829209 | https://www.hammondvalve.com/wp-content/uploads/spec-sheets/6200_2-12.pdf | https://www.hammondvalve.com/wp-content/uploads/ioms/resilient-seated-butterfly-iom.pdf |  | 06/21/12
BF0722 | 6213031200 |  | 6213 | 621303 | 12 | AN | 12 | BUTTERFLY VALVE,LUG,GEAR OPERATOR,CI BODY,ALMN/BRNZ DISC,200 WOG,VITON LINER | 6629.76 | 111.74 | 3.06 | 17 | 24.54 | 1 | 24.625 | 19 | 6.25 | 084738113423 | 08473811342 | https://www.hammondvalve.com/wp-content/uploads/spec-sheets/6200_2-12.pdf | https://www.hammondvalve.com/wp-content/uploads/ioms/resilient-seated-butterfly-iom.pdf |  | 01/01/04
BF0722 | 6213031400 |  | 6213 | 621303 | 14 | AN | 14 | BUTTERFLY VALVE,LUG,GEAR OPERATOR,CI BODY,ALMN/BRNZ DISC,150 WOG,VITON LINER | 9330.67 | 176 | 3.06 | 21 | 28.81 | 1 |  |  |  | 084738295099 | 08473829509 | https://www.hammondvalve.com/wp-content/uploads/spec-sheets/6200_14-24.pdf | https://www.hammondvalve.com/wp-content/uploads/ioms/resilient-seated-butterfly-iom.pdf |  | 04/16/19
BF0722 | 6213031600 |  | 6213 | 621303 | 16 | AN | 16 | BUTTERFLY VALVE,LUG,GEAR OPERATOR,CI BODY,ALMN/BRNZ DISC,150 WOG,VITON LINER | 13582.66 | 0 | 4 | 23.5 | 31.44 | 1 |  |  |  | 084738128755 | 08473812875 | https://www.hammondvalve.com/wp-content/uploads/spec-sheets/6200_14-24.pdf | https://www.hammondvalve.com/wp-content/uploads/ioms/resilient-seated-butterfly-iom.pdf |  | 01/01/04
BF0722 | 6220031400 |  | 6220 | 622003 | 14 | AN | 14 | BUTTERFLY VALVE,LUG,GEAR OPERATOR,CI BODY,316 SS DISC,150 WOG,BUNA LINER | 6547.83 | 0 | 3.06 | 21 | 28.81 | 1 |  |  |  | 084738128892 | 08473812889 | https://www.hammondvalve.com/wp-content/uploads/spec-sheets/6200_14-24.pdf | https://www.hammondvalve.com/wp-content/uploads/ioms/resilient-seated-butterfly-iom.pdf |  | 01/01/04
BF0722 | 6220031600 |  | 6220 | 622003 | 16 | AN | 16 | BUTTERFLY VALVE,LUG,GEAR OPERATOR,CI BODY,316 SS DISC,150 WOG,BUNA LINER | 9412.48 | 234 | 4 | 23.5 | 31.44 | 1 |  |  |  | 084738128908 | 08473812890 | https://www.hammondvalve.com/wp-content/uploads/spec-sheets/6200_14-24.pdf | https://www.hammondvalve.com/wp-content/uploads/ioms/resilient-seated-butterfly-iom.pdf |  | 01/01/04
BF0722 | 6220031800 |  | 6220 | 622003 | 18 | AN | 18 | BUTTERFLY VALVE,LUG,GEAR OPERATOR,CI BODY,316 SS DISC,150 WOG,BUNA LINER | 12154.4 | 324 | 4.5 | 25 | 33.26 | 1 |  |  |  | 084738113386 | 08473811338 | https://www.hammondvalve.com/wp-content/uploads/spec-sheets/6200_14-24.pdf | https://www.hammondvalve.com/wp-content/uploads/ioms/resilient-seated-butterfly-iom.pdf |  | 01/01/04
BF0722 | 6220032400 |  | 6220 | 622003 | 24 | AN | 24 | BUTTERFLY VALVE,LUG,GEAR OPERATOR,CI BODY,316 SS DISC,150 WOG,BUNA LINER | 26805.17 | 0 | 6.06 | 28.25 | 43.06 | 1 |  |  |  | 084738291343 | 08473829134 | https://www.hammondvalve.com/wp-content/uploads/spec-sheets/6200_14-24.pdf | https://www.hammondvalve.com/wp-content/uploads/ioms/resilient-seated-butterfly-iom.pdf |  | 09/14/10
BF0722 | 6220D000212 |  | 6220 | 6220D00 | 2 1/2 | AN | 2.5 | BUTTERFLY VALVE,LUG,BARE STEM,CI BODY,SS DISC,200 WOG,BUNA LINER,DOUBLE DEAD END | 663.39 | 8.81 | 1.81 | 5.5 | 9.31 | 1 | 11.25 | 5.875 | 4.125 | 084738289777 | 08473828977 | https://www.hammondvalve.com/wp-content/uploads/spec-sheets/6200_2-12.pdf | https://www.hammondvalve.com/wp-content/uploads/ioms/LugButterflyIOM.pdf |  | 12/10/09
BF0722 | 6220D000300 |  | 6220 | 6220D00 | 3 | AN | 3 | BUTTERFLY VALVE,LUG,BARE STEM,CI BODY,SS DISC,200 WOG,BUNA LINER,DOUBLE DEAD END | 784 | 9.56 | 1.81 | 6 | 10 | 1 | 11.25 | 5.875 | 4.125 | 084738289784 | 08473828978 | https://www.hammondvalve.com/wp-content/uploads/spec-sheets/6200_2-12.pdf | https://www.hammondvalve.com/wp-content/uploads/ioms/LugButterflyIOM.pdf |  | 12/10/09
BF0722 | 6220D000400 |  | 6220 | 6220D00 | 4 | AN | 4 | BUTTERFLY VALVE,LUG,BARE STEM,CI BODY,SS DISC,200 WOG,BUNA LINER,DOUBLE DEAD END | 982.13 | 16.15 | 2.07 | 7.5 | 11.25 | 1 | 12.25 | 8.5 | 4.125 | 084738289791 | 08473828979 | https://www.hammondvalve.com/wp-content/uploads/spec-sheets/6200_2-12.pdf | https://www.hammondvalve.com/wp-content/uploads/ioms/LugButterflyIOM.pdf |  | 12/10/09
BF0722 | 6220D000500 |  | 6220 | 6220D00 | 5 | AN | 5 | BUTTERFLY VALVE,LUG,BARE STEM,CI BODY,SS DISC,200 WOG,BUNA LINER,DOUBLE DEAD END | 1387.1 | 19.41 | 2.19 | 8.5 | 12.47 | 1 | 14.5 | 10.5625 | 4 | 084738289807 | 08473828980 | https://www.hammondvalve.com/wp-content/uploads/spec-sheets/6200_2-12.pdf | https://www.hammondvalve.com/wp-content/uploads/ioms/LugButterflyIOM.pdf |  | 12/10/09
BF0722 | 6220D000600 |  | 6220 | 6220D00 | 6 | AN | 6 | BUTTERFLY VALVE,LUG,BARE STEM,CI BODY,SS DISC,200 WOG,BUNA LINER,DOUBLE DEAD END | 1533.6 | 23.542 | 2.19 | 9.5 | 13.56 | 1 | 14.5 | 10.5625 | 4 | 084738289814 | 08473828981 | https://www.hammondvalve.com/wp-content/uploads/spec-sheets/6200_2-12.pdf | https://www.hammondvalve.com/wp-content/uploads/ioms/LugButterflyIOM.pdf |  | 12/10/09
BF0722 | 6220D000800 |  | 6220 | 6220D00 | 8 | AN | 8 | BUTTERFLY VALVE,LUG,BARE STEM,CI BODY,SS DISC,200 WOG,BUNA LINER,DOUBLE DEAD END | 2442.47 | 39.7 | 2.38 | 11.75 | 15.94 | 1 | 20.5 | 13.625 | 6.375 | 084738289821 | 08473828982 | https://www.hammondvalve.com/wp-content/uploads/spec-sheets/6200_2-12.pdf | https://www.hammondvalve.com/wp-content/uploads/ioms/LugButterflyIOM.pdf |  | 12/10/09
BF0722 | 6220D001000 |  | 6220 | 6220D00 | 10 | AN | 10 | BUTTERFLY VALVE,LUG,BARE STEM,CI BODY,SS DISC,200 WOG,BUNA LINER,DOUBLE DEAD END | 4032.06 | 64.95 | 2.69 | 14.25 | 18.44 | 1 | 22 | 16.625 | 6.75 | 084738289838 | 08473828983 | https://www.hammondvalve.com/wp-content/uploads/spec-sheets/6200_2-12.pdf | https://www.hammondvalve.com/wp-content/uploads/ioms/LugButterflyIOM.pdf |  | 12/10/09
BF0722 | 6220D010200 |  | 6220 | 6220D01 | 2 | AN | 2 | BUTTERFLY VALVE,LUG,LEVER HANDLE,CI BODY,SS DISC,200 WOG,BUNA LINER,DOUBLE DEAD END | 715.1 | 9.55 | 1.69 | 4.75 | 9.69 | 1 | 11.25 | 5.875 | 4.125 | 084738290292 | 08473829029 | https://www.hammondvalve.com/wp-content/uploads/spec-sheets/6200_2-12.pdf | https://www.hammondvalve.com/wp-content/uploads/ioms/LugButterflyIOM.pdf |  | 12/10/09
BF0722 | 6220D010212 |  | 6220 | 6220D01 | 2 1/2 | AN | 2.5 | BUTTERFLY VALVE,LUG,LEVER HANDLE,CI BODY,SS DISC,200 WOG,BUNA LINER,DOUBLE DEAD END | 715.1 | 11.4 | 1.81 | 5.5 | 10.44 | 1 | 11.25 | 5.875 | 4.125 | 084738290308 | 08473829030 | https://www.hammondvalve.com/wp-content/uploads/spec-sheets/6200_2-12.pdf | https://www.hammondvalve.com/wp-content/uploads/ioms/LugButterflyIOM.pdf |  | 12/10/09
BF0722 | 6220D010300 |  | 6220 | 6220D01 | 3 | AN | 3 | BUTTERFLY VALVE,LUG,LEVER HANDLE,CI BODY,SS DISC,200 WOG,BUNA LINER,DOUBLE DEAD END | 861.54 | 11.64 | 1.81 | 6 | 11.13 | 1 | 11.25 | 5.875 | 4.125 | 084738290315 | 08473829031 | https://www.hammondvalve.com/wp-content/uploads/spec-sheets/6200_2-12.pdf | https://www.hammondvalve.com/wp-content/uploads/ioms/LugButterflyIOM.pdf |  | 12/10/09
BF0722 | 6220D010400 |  | 6220 | 6220D01 | 4 | AN | 4 | BUTTERFLY VALVE,LUG,LEVER HANDLE,CI BODY,SS DISC,200 WOG,BUNA LINER,DOUBLE DEAD END | 1094.18 | 17.79 | 2.07 | 7.5 | 12.38 | 1 | 12.25 | 8.5 | 4.125 | 084738290322 | 08473829032 | https://www.hammondvalve.com/wp-content/uploads/spec-sheets/6200_2-12.pdf | https://www.hammondvalve.com/wp-content/uploads/ioms/LugButterflyIOM.pdf |  | 12/10/09
BF0722 | 6220D010500 |  | 6220 | 6220D01 | 5 | AN | 5 | BUTTERFLY VALVE,LUG,LEVER HANDLE,CI BODY,SS DISC,200 WOG,BUNA LINER,DOUBLE DEAD END | 1499.1 | 22.08 | 2.19 | 8.5 | 13.6 | 1 | 14.5 | 10.5625 | 4 | 084738290339 | 08473829033 | https://www.hammondvalve.com/wp-content/uploads/spec-sheets/6200_2-12.pdf | https://www.hammondvalve.com/wp-content/uploads/ioms/LugButterflyIOM.pdf |  | 12/10/09
BF0722 | 6220D010600 |  | 6220 | 6220D01 | 6 | AN | 6 | BUTTERFLY VALVE,LUG,LEVER HANDLE,CI BODY,SS DISC,200 WOG,BUNA LINER,DOUBLE DEAD END | 1654.21 | 25.91 | 2.19 | 9.5 | 14.69 | 1 | 14.5 | 10.5625 | 4 | 084738290346 | 08473829034 | https://www.hammondvalve.com/wp-content/uploads/spec-sheets/6200_2-12.pdf | https://www.hammondvalve.com/wp-content/uploads/ioms/LugButterflyIOM.pdf |  | 12/10/09
BF0722 | 6220D010800 |  | 6220 | 6220D01 | 8 | AN | 8 | BUTTERFLY VALVE,LUG,LEVER HANDLE,CI BODY,SS DISC,200 WOG,BUNA LINER,DOUBLE DEAD END | 2593.32 | 42.158 | 2.38 | 11.75 | 16.44 | 1 | 20.5 | 13.625 | 6.375 | 084738290353 | 08473829035 | https://www.hammondvalve.com/wp-content/uploads/spec-sheets/6200_2-12.pdf | https://www.hammondvalve.com/wp-content/uploads/ioms/LugButterflyIOM.pdf |  | 12/10/09
BF0722 | 6220D011000 |  | 6220 | 6220D01 | 10 | AN | 10 | BUTTERFLY VALVE,LUG,LEVER HANDLE,CI BODY,SS DISC,200 WOG,BUNA LINER,DOUBLE DEAD END | 4191.51 | 70.68 | 2.69 | 14.25 | 19.94 | 1 | 22 | 16.625 | 6.75 | 084738290360 | 08473829036 | https://www.hammondvalve.com/wp-content/uploads/spec-sheets/6200_2-12.pdf | https://www.hammondvalve.com/wp-content/uploads/ioms/LugButterflyIOM.pdf |  | 12/10/09
BF0722 | 6220D011200 |  | 6220 | 6220D01 | 12 | AN | 12 | BUTTERFLY VALVE,LUG,LEVER HANDLE,CI BODY,SS DISC,200 WOG,BUNA LINER,DOUBLE DEAD END | 5647.52 | 93.272 | 3.06 | 17 | 22.81 | 1 | 24.625 | 19 | 6.25 | 084738290377 | 08473829037 | https://www.hammondvalve.com/wp-content/uploads/spec-sheets/6200_2-12.pdf | https://www.hammondvalve.com/wp-content/uploads/ioms/LugButterflyIOM.pdf |  | 12/10/09
BF0722 | 6220D030200 |  | 6220 | 6220D03 | 2 | AN | 2 | BUTTERFLY VALVE,LUG,GEAR OPERATOR,CI BODY,316 SS DISC,200 WOG,BUNA LINER,DOUBLE DEAD END | 1240.65 | 14.36 | 1.69 | 4.75 | 10.86 | 1 | 11.25 | 5.875 | 4.125 | 084738290810 | 08473829081 | https://www.hammondvalve.com/wp-content/uploads/spec-sheets/6200_2-12.pdf | https://www.hammondvalve.com/wp-content/uploads/ioms/LugButterflyIOM.pdf |  | 12/10/09
BF0722 | 6220D030212 |  | 6220 | 6220D03 | 2 1/2 | AN | 2.5 | BUTTERFLY VALVE,LUG,GEAR OPERATOR,CI BODY,316 SS DISC,200 WOG,BUNA LINER,DOUBLE DEAD END | 1240.65 | 17.56 | 1.81 | 5.5 | 11.61 | 1 | 11.25 | 5.875 | 4.125 | 084738290827 | 08473829082 | https://www.hammondvalve.com/wp-content/uploads/spec-sheets/6200_2-12.pdf | https://www.hammondvalve.com/wp-content/uploads/ioms/LugButterflyIOM.pdf |  | 12/10/09
BF0722 | 6220D030300 |  | 6220 | 6220D03 | 3 | AN | 3 | BUTTERFLY VALVE,LUG,GEAR OPERATOR,CI BODY,316 SS DISC,200 WOG,BUNA LINER,DOUBLE DEAD END | 1387.1 | 15.9 | 1.81 | 6 | 12.3 | 1 | 11.25 | 5.875 | 4.125 | 084738290834 | 08473829083 | https://www.hammondvalve.com/wp-content/uploads/spec-sheets/6200_2-12.pdf | https://www.hammondvalve.com/wp-content/uploads/ioms/LugButterflyIOM.pdf |  | 12/10/09
BF0722 | 6220D030400 |  | 6220 | 6220D03 | 4 | AN | 4 | BUTTERFLY VALVE,LUG,GEAR OPERATOR,CI BODY,316 SS DISC,200 WOG,BUNA LINER,DOUBLE DEAD END | 1628.36 | 26.68 | 2.07 | 7.5 | 13.55 | 1 | 12.25 | 8.5 | 4.125 | 084738290841 | 08473829084 | https://www.hammondvalve.com/wp-content/uploads/spec-sheets/6200_2-12.pdf | https://www.hammondvalve.com/wp-content/uploads/ioms/LugButterflyIOM.pdf |  | 12/10/09
BF0722 | 6220D030500 |  | 6220 | 6220D03 | 5 | AN | 5 | BUTTERFLY VALVE,LUG,GEAR OPERATOR,CI BODY,316 SS DISC,200 WOG,BUNA LINER,DOUBLE DEAD END | 2033.32 | 26.65 | 2.19 | 8.5 | 14.77 | 1 | 14.5 | 10.5625 | 4 | 084738290858 | 08473829085 | https://www.hammondvalve.com/wp-content/uploads/spec-sheets/6200_2-12.pdf | https://www.hammondvalve.com/wp-content/uploads/ioms/LugButterflyIOM.pdf |  | 12/10/09
BF0722 | 6220D030600 |  | 6220 | 6220D03 | 6 | AN | 6 | BUTTERFLY VALVE,LUG,GEAR OPERATOR,CI BODY,316 SS DISC,200 WOG,BUNA LINER,DOUBLE DEAD END | 2184.06 | 31.75 | 2.19 | 9.5 | 15.86 | 1 | 14.5 | 10.5625 | 4 | 084738290865 | 08473829086 | https://www.hammondvalve.com/wp-content/uploads/spec-sheets/6200_2-12.pdf | https://www.hammondvalve.com/wp-content/uploads/ioms/LugButterflyIOM.pdf |  | 12/10/09
BF0722 | 6220D030800 |  | 6220 | 6220D03 | 8 | AN | 8 | BUTTERFLY VALVE,LUG,GEAR OPERATOR,CI BODY,316 SS DISC,200 WOG,BUNA LINER,DOUBLE DEAD END | 3222.27 | 49.78 | 2.38 | 11.75 | 18.17 | 1 | 20.5 | 13.625 | 6.375 | 084738290872 | 08473829087 | https://www.hammondvalve.com/wp-content/uploads/spec-sheets/6200_2-12.pdf | https://www.hammondvalve.com/wp-content/uploads/ioms/LugButterflyIOM.pdf |  | 12/10/09
BF0722 | 6220D031000 |  | 6220 | 6220D03 | 10 | AN | 10 | BUTTERFLY VALVE,LUG,GEAR OPERATOR,CI BODY,316 SS DISC,200 WOG,BUNA LINER,DOUBLE DEAD END | 4807.49 | 76.25 | 2.69 | 14.25 | 21.67 | 1 | 22 | 16.625 | 6.75 | 084738290889 | 08473829088 | https://www.hammondvalve.com/wp-content/uploads/spec-sheets/6200_2-12.pdf | https://www.hammondvalve.com/wp-content/uploads/ioms/LugButterflyIOM.pdf |  | 12/10/09
BF0722 | 6220D031200 |  | 6220 | 6220D03 | 12 | AN | 12 | BUTTERFLY VALVE,LUG,GEAR OPERATOR,CI BODY,316 SS DISC,200 WOG,BUNA LINER,DOUBLE DEAD END | 6267.81 | 106 | 3.06 | 17 | 24.54 | 1 | 24.625 | 19 | 6.25 | 084738290896 | 08473829089 | https://www.hammondvalve.com/wp-content/uploads/spec-sheets/6200_2-12.pdf | https://www.hammondvalve.com/wp-content/uploads/ioms/LugButterflyIOM.pdf |  | 12/10/09
BF0722 | 6221001400 |  | 6221 | 622100 | 14 | AN | 14 | BUTTERFLY VALVE,LUG,BARE STEM,CI BODY,SS DISC,150 WOG,EPDM LINER | 5919.56 | 158 | 3.06 | 21 | 27.06 | 1 |  |  |  | 084738128984 | 08473812898 | https://www.hammondvalve.com/wp-content/uploads/spec-sheets/6200_14-24.pdf | https://www.hammondvalve.com/wp-content/uploads/ioms/resilient-seated-butterfly-iom.pdf |  | 01/01/04
BF0722 | 6221001600 |  | 6221 | 622100 | 16 | AN | 16 | BUTTERFLY VALVE,LUG,BARE STEM,CI BODY,SS DISC,150 WOG,EPDM LINER | 8041.11 | 0 | 4 | 23.5 | 29.44 | 1 |  |  |  | 084738128991 | 08473812899 | https://www.hammondvalve.com/wp-content/uploads/spec-sheets/6200_14-24.pdf | https://www.hammondvalve.com/wp-content/uploads/ioms/resilient-seated-butterfly-iom.pdf |  | 01/01/04
BF0722 | 6221031400 |  | 6221 | 622103 | 14 | AN | 14 | BUTTERFLY VALVE,LUG,GEAR OPERATOR,CI BODY,316 SS DISC,150 WOG,BUNA LINER | 6547.83 | 167 | 3.06 | 21 | 28.81 | 1 |  |  |  | 084738117957 | 08473811795 | https://www.hammondvalve.com/wp-content/uploads/spec-sheets/6200_14-24.pdf | https://www.hammondvalve.com/wp-content/uploads/ioms/resilient-seated-butterfly-iom.pdf |  | 01/01/04
BF0722 | 6221031600 |  | 6221 | 622103 | 16 | AN | 16 | BUTTERFLY VALVE,LUG,GEAR OPERATOR,CI BODY,316 SS DISC,150 WOG,BUNA LINER | 9412.48 | 240 | 4 | 23.5 | 31.44 | 1 |  |  |  | 084738117964 | 08473811796 | https://www.hammondvalve.com/wp-content/uploads/spec-sheets/6200_14-24.pdf | https://www.hammondvalve.com/wp-content/uploads/ioms/resilient-seated-butterfly-iom.pdf |  | 01/01/04
BF0722 | 6221031800 |  | 6221 | 622103 | 18 | AN | 18 | BUTTERFLY VALVE,LUG,GEAR OPERATOR,CI BODY,316 SS DISC,150 WOG,BUNA LINER | 12154.4 | 331 | 4.5 | 25 | 33.26 | 1 |  |  |  | 084738117971 | 08473811797 | https://www.hammondvalve.com/wp-content/uploads/spec-sheets/6200_14-24.pdf | https://www.hammondvalve.com/wp-content/uploads/ioms/resilient-seated-butterfly-iom.pdf |  | 01/01/04
BF0722 | 6221032000 |  | 6221 | 622103 | 20 | AN | 20 | BUTTERFLY VALVE,LUG,GEAR OPERATOR,CI BODY,316 SS DISC,150 WOG,BUNA LINER | 17392.67 | 0 | 5 | 27.5 | 36.01 | 1 |  |  |  | 084738117988 | 08473811798 | https://www.hammondvalve.com/wp-content/uploads/spec-sheets/6200_14-24.pdf | https://www.hammondvalve.com/wp-content/uploads/ioms/resilient-seated-butterfly-iom.pdf |  | 01/01/04
BF0722 | 6221032400 |  | 6221 | 622103 | 24 | AN | 24 | BUTTERFLY VALVE,LUG,GEAR OPERATOR,CI BODY,316 SS DISC,150 WOG,BUNA LINER | 26805.17 | 622 | 6.06 | 28.25 | 43.06 | 1 |  |  |  | 084738117995 | 08473811799 | https://www.hammondvalve.com/wp-content/uploads/spec-sheets/6200_14-24.pdf | https://www.hammondvalve.com/wp-content/uploads/ioms/resilient-seated-butterfly-iom.pdf |  | 01/01/04
BF0722 | 6221D000200 |  | 6221 | 6221D00 | 2 | AN | 2 | BUTTERFLY VALVE,LUG,BARE STEM,CI BODY,SS DISC,200 WOG,EPDM LINER,DOUBLE DEAD END | 663.39 | 7.35 | 1.69 | 4.75 | 8.56 | 1 | 11.25 | 5.875 | 4.125 | 084738289845 | 08473828984 | https://www.hammondvalve.com/wp-content/uploads/spec-sheets/6200_2-12.pdf | https://www.hammondvalve.com/wp-content/uploads/ioms/LugButterflyIOM.pdf |  | 12/10/09
BF0722 | 6221D000212 |  | 6221 | 6221D00 | 2 1/2 | AN | 2.5 | BUTTERFLY VALVE,LUG,BARE STEM,CI BODY,SS DISC,200 WOG,EPDM LINER,DOUBLE DEAD END | 663.39 | 9.11 | 1.81 | 5.5 | 9.31 | 1 | 11.25 | 5.875 | 4.125 | 084738289852 | 08473828985 | https://www.hammondvalve.com/wp-content/uploads/spec-sheets/6200_2-12.pdf | https://www.hammondvalve.com/wp-content/uploads/ioms/LugButterflyIOM.pdf |  | 12/10/09
BF0722 | 6221D000300 |  | 6221 | 6221D00 | 3 | AN | 3 | BUTTERFLY VALVE,LUG,BARE STEM,CI BODY,SS DISC,200 WOG,EPDM LINER,DOUBLE DEAD END | 784 | 9.8 | 1.81 | 6 | 10 | 1 | 11.25 | 5.875 | 4.125 | 084738289869 | 08473828986 | https://www.hammondvalve.com/wp-content/uploads/spec-sheets/6200_2-12.pdf | https://www.hammondvalve.com/wp-content/uploads/ioms/LugButterflyIOM.pdf |  | 12/10/09
BF0722 | 6221D000400 |  | 6221 | 6221D00 | 4 | AN | 4 | BUTTERFLY VALVE,LUG,BARE STEM,CI BODY,SS DISC,200 WOG,EPDM LINER,DOUBLE DEAD END | 982.13 | 16.15 | 2.07 | 7.5 | 11.25 | 1 | 12.25 | 8.5 | 4.125 | 084738289876 | 08473828987 | https://www.hammondvalve.com/wp-content/uploads/spec-sheets/6200_2-12.pdf | https://www.hammondvalve.com/wp-content/uploads/ioms/LugButterflyIOM.pdf |  | 12/10/09
BF0722 | 6221D000500 |  | 6221 | 6221D00 | 5 | AN | 5 | BUTTERFLY VALVE,LUG,BARE STEM,CI BODY,SS DISC,200 WOG,EPDM LINER,DOUBLE DEAD END | 1387.1 | 19.41 | 2.19 | 8.5 | 12.47 | 1 | 14.5 | 10.5625 | 4 | 084738289883 | 08473828988 | https://www.hammondvalve.com/wp-content/uploads/spec-sheets/6200_2-12.pdf | https://www.hammondvalve.com/wp-content/uploads/ioms/LugButterflyIOM.pdf |  | 12/10/09
BF0722 | 6221D000600 |  | 6221 | 6221D00 | 6 | AN | 6 | BUTTERFLY VALVE,LUG,BARE STEM,CI BODY,SS DISC,200 WOG,EPDM LINER,DOUBLE DEAD END | 1533.6 | 23.542 | 2.19 | 9.5 | 13.56 | 1 | 14.5 | 10.5625 | 4 | 084738289890 | 08473828989 | https://www.hammondvalve.com/wp-content/uploads/spec-sheets/6200_2-12.pdf | https://www.hammondvalve.com/wp-content/uploads/ioms/LugButterflyIOM.pdf |  | 12/10/09
BF0722 | 6221D000800 |  | 6221 | 6221D00 | 8 | AN | 8 | BUTTERFLY VALVE,LUG,BARE STEM,CI BODY,SS DISC,200 WOG,EPDM LINER,DOUBLE DEAD END | 2442.47 | 39.7 | 2.38 | 11.75 | 15.94 | 1 | 20.5 | 13.625 | 6.375 | 084738289906 | 08473828990 | https://www.hammondvalve.com/wp-content/uploads/spec-sheets/6200_2-12.pdf | https://www.hammondvalve.com/wp-content/uploads/ioms/LugButterflyIOM.pdf |  | 12/10/09
BF0722 | 6221D001000 |  | 6221 | 6221D00 | 10 | AN | 10 | BUTTERFLY VALVE,LUG,BARE STEM,CI BODY,SS DISC,200 WOG,EPDM LINER,DOUBLE DEAD END | 4032.06 | 65 | 2.69 | 14.25 | 18.44 | 1 | 22 | 16.625 | 6.75 | 084738289913 | 08473828991 | https://www.hammondvalve.com/wp-content/uploads/spec-sheets/6200_2-12.pdf | https://www.hammondvalve.com/wp-content/uploads/ioms/LugButterflyIOM.pdf |  | 12/10/09
BF0722 | 6221D001200 |  | 6221 | 6221D00 | 12 | AN | 12 | BUTTERFLY VALVE,LUG,BARE STEM,CI BODY,SS DISC,200 WOG,EPDM LINER,DOUBLE DEAD END | 5488.13 | 92.78 | 3.06 | 17 | 21.31 | 1 | 24.625 | 19 | 6.25 | 084738289920 | 08473828992 | https://www.hammondvalve.com/wp-content/uploads/spec-sheets/6200_2-12.pdf | https://www.hammondvalve.com/wp-content/uploads/ioms/LugButterflyIOM.pdf |  | 12/10/09
BF0722 | 6221D010200 |  | 6221 | 6221D01 | 2 | AN | 2 | BUTTERFLY VALVE,LUG,LEVER HANDLE,CI BODY,SS DISC,200 WOG,EPDM LINER,DOUBLE DEAD END | 715.1 | 9.58 | 1.69 | 4.75 | 9.69 | 1 | 11.25 | 5.875 | 4.125 | 084738290384 | 08473829038 | https://www.hammondvalve.com/wp-content/uploads/spec-sheets/6200_2-12.pdf | https://www.hammondvalve.com/wp-content/uploads/ioms/LugButterflyIOM.pdf |  | 12/10/09
BF0722 | 6221D010212 |  | 6221 | 6221D01 | 2 1/2 | AN | 2.5 | BUTTERFLY VALVE,LUG,LEVER HANDLE,CI BODY,SS DISC,200 WOG,EPDM LINER,DOUBLE DEAD END | 715.1 | 11.3 | 1.81 | 5.5 | 10.44 | 1 | 11.25 | 5.875 | 4.125 | 084738290391 | 08473829039 | https://www.hammondvalve.com/wp-content/uploads/spec-sheets/6200_2-12.pdf | https://www.hammondvalve.com/wp-content/uploads/ioms/LugButterflyIOM.pdf |  | 12/10/09
BF0722 | 6221D010300 |  | 6221 | 6221D01 | 3 | AN | 3 | BUTTERFLY VALVE,LUG,LEVER HANDLE,CI BODY,SS DISC,200 WOG,EPDM LINER,DOUBLE DEAD END | 861.54 | 11.72 | 1.81 | 6 | 11.13 | 1 | 11.25 | 5.875 | 4.125 | 084738290407 | 08473829040 | https://www.hammondvalve.com/wp-content/uploads/spec-sheets/6200_2-12.pdf | https://www.hammondvalve.com/wp-content/uploads/ioms/LugButterflyIOM.pdf |  | 12/10/09
BF0722 | 6221D010400 |  | 6221 | 6221D01 | 4 | AN | 4 | BUTTERFLY VALVE,LUG,LEVER HANDLE,CI BODY,SS DISC,200 WOG,EPDM LINER,DOUBLE DEAD END | 1094.18 | 17.96 | 2.07 | 7.5 | 12.38 | 1 | 12.25 | 8.5 | 4.125 | 084738290414 | 08473829041 | https://www.hammondvalve.com/wp-content/uploads/spec-sheets/6200_2-12.pdf | https://www.hammondvalve.com/wp-content/uploads/ioms/LugButterflyIOM.pdf |  | 12/10/09
BF0722 | 6221D010500 |  | 6221 | 6221D01 | 5 | AN | 5 | BUTTERFLY VALVE,LUG,LEVER HANDLE,CI BODY,SS DISC,200 WOG,EPDM LINER,DOUBLE DEAD END | 1499.1 | 21.67 | 2.19 | 8.5 | 13.6 | 1 | 14.5 | 10.5625 | 4 | 084738290421 | 08473829042 | https://www.hammondvalve.com/wp-content/uploads/spec-sheets/6200_2-12.pdf | https://www.hammondvalve.com/wp-content/uploads/ioms/LugButterflyIOM.pdf |  | 12/10/09
BF0722 | 6221D010600 |  | 6221 | 6221D01 | 6 | AN | 6 | BUTTERFLY VALVE,LUG,LEVER HANDLE,CI BODY,SS DISC,200 WOG,EPDM LINER,DOUBLE DEAD END | 1654.21 | 27.14 | 2.19 | 9.5 | 14.69 | 1 | 14.5 | 10.5625 | 4 | 084738290438 | 08473829043 | https://www.hammondvalve.com/wp-content/uploads/spec-sheets/6200_2-12.pdf | https://www.hammondvalve.com/wp-content/uploads/ioms/LugButterflyIOM.pdf |  | 12/10/09
BF0722 | 6221D010800 |  | 6221 | 6221D01 | 8 | AN | 8 | BUTTERFLY VALVE,LUG,LEVER HANDLE,CI BODY,SS DISC,200 WOG,EPDM LINER,DOUBLE DEAD END | 2593.32 | 44.25 | 2.38 | 11.75 | 16.44 | 1 | 0 | 0 | 0 | 084738290445 | 08473829044 | https://www.hammondvalve.com/wp-content/uploads/spec-sheets/6200_2-12.pdf | https://www.hammondvalve.com/wp-content/uploads/ioms/LugButterflyIOM.pdf |  | 12/10/09
BF0722 | 6221D011000 |  | 6221 | 6221D01 | 10 | AN | 10 | BUTTERFLY VALVE,LUG,LEVER HANDLE,CI BODY,SS DISC,200 WOG,EPDM LINER,DOUBLE DEAD END | 4191.51 | 70 | 2.69 | 14.25 | 19.94 | 1 | 22 | 16.625 | 6.75 | 084738290452 | 08473829045 | https://www.hammondvalve.com/wp-content/uploads/spec-sheets/6200_2-12.pdf | https://www.hammondvalve.com/wp-content/uploads/ioms/LugButterflyIOM.pdf |  | 12/10/09
BF0722 | 6221D011200 |  | 6221 | 6221D01 | 12 | AN | 12 | BUTTERFLY VALVE,LUG,LEVER HANDLE,CI BODY,SS DISC,200 WOG,EPDM LINER,DOUBLE DEAD END | 5647.52 | 95.48 | 3.06 | 17 | 22.81 | 1 | 24.625 | 19 | 6.25 | 084738290469 | 08473829046 | https://www.hammondvalve.com/wp-content/uploads/spec-sheets/6200_2-12.pdf | https://www.hammondvalve.com/wp-content/uploads/ioms/LugButterflyIOM.pdf |  | 12/10/09
BF0722 | 6221D030200 |  | 6221 | 6221D03 | 2 | AN | 2 | BUTTERFLY VALVE,LUG,GEAR OPERATOR,CI BODY,316 SS DISC,200 WOG,EPDM LINER,DOUBLE DEAD END | 1240.65 | 14.36 | 1.69 | 4.75 | 10.86 | 1 | 11.25 | 5.875 | 4.125 | 084738293149 | 08473829314 | https://www.hammondvalve.com/wp-content/uploads/spec-sheets/6200_2-12.pdf | https://www.hammondvalve.com/wp-content/uploads/ioms/LugButterflyIOM.pdf |  | 12/10/09
BF0722 | 6221D030212 |  | 6221 | 6221D03 | 2 1/2 | AN | 2.5 | BUTTERFLY VALVE,LUG,GEAR OPERATOR,CI BODY,316 SS DISC,200 WOG,EPDM LINER,DOUBLE DEAD END | 1240.65 | 17.53 | 1.81 | 5.5 | 11.61 | 1 | 11.25 | 5.875 | 4.125 | 084738290902 | 08473829090 | https://www.hammondvalve.com/wp-content/uploads/spec-sheets/6200_2-12.pdf | https://www.hammondvalve.com/wp-content/uploads/ioms/LugButterflyIOM.pdf |  | 12/10/09
BF0722 | 6221D030300 |  | 6221 | 6221D03 | 3 | AN | 3 | BUTTERFLY VALVE,LUG,GEAR OPERATOR,CI BODY,316 SS DISC,200 WOG,EPDM LINER,DOUBLE DEAD END | 1387.1 | 19.6 | 1.81 | 6 | 12.3 | 1 | 11.25 | 5.875 | 4.125 | 084738290919 | 08473829091 | https://www.hammondvalve.com/wp-content/uploads/spec-sheets/6200_2-12.pdf | https://www.hammondvalve.com/wp-content/uploads/ioms/LugButterflyIOM.pdf |  | 12/10/09
BF0722 | 6221D030400 |  | 6221 | 6221D03 | 4 | AN | 4 | BUTTERFLY VALVE,LUG,GEAR OPERATOR,CI BODY,316 SS DISC,200 WOG,EPDM LINER,DOUBLE DEAD END | 1628.36 | 26.3 | 2.07 | 7.5 | 13.55 | 1 | 12.25 | 8.5 | 4.125 | 084738290926 | 08473829092 | https://www.hammondvalve.com/wp-content/uploads/spec-sheets/6200_2-12.pdf | https://www.hammondvalve.com/wp-content/uploads/ioms/LugButterflyIOM.pdf |  | 12/10/09
BF0722 | 6221D030500 |  | 6221 | 6221D03 | 5 | AN | 5 | BUTTERFLY VALVE,LUG,GEAR OPERATOR,CI BODY,316 SS DISC,200 WOG,EPDM LINER,DOUBLE DEAD END | 2033.32 | 27.954 | 2.19 | 8.5 | 14.77 | 1 | 14.5 | 10.5625 | 4 | 084738290933 | 08473829093 | https://www.hammondvalve.com/wp-content/uploads/spec-sheets/6200_2-12.pdf | https://www.hammondvalve.com/wp-content/uploads/ioms/LugButterflyIOM.pdf |  | 12/10/09
BF0722 | 6221D030600 |  | 6221 | 6221D03 | 6 | AN | 6 | BUTTERFLY VALVE,LUG,GEAR OPERATOR,CI BODY,316 SS DISC,200 WOG,EPDM LINER,DOUBLE DEAD END | 2184.06 | 34.12 | 2.19 | 9.5 | 15.86 | 1 | 14.5 | 10.5625 | 4 | 084738290940 | 08473829094 | https://www.hammondvalve.com/wp-content/uploads/spec-sheets/6200_2-12.pdf | https://www.hammondvalve.com/wp-content/uploads/ioms/LugButterflyIOM.pdf |  | 12/10/09
BF0722 | 6221D030800 |  | 6221 | 6221D03 | 8 | AN | 8 | BUTTERFLY VALVE,LUG,GEAR OPERATOR,CI BODY,316 SS DISC,200 WOG,EPDM LINER,DOUBLE DEAD END | 3222.27 | 58.04 | 2.38 | 11.75 | 18.17 | 1 | 20.5 | 13.625 | 6.375 | 084738290957 | 08473829095 | https://www.hammondvalve.com/wp-content/uploads/spec-sheets/6200_2-12.pdf | https://www.hammondvalve.com/wp-content/uploads/ioms/LugButterflyIOM.pdf |  | 12/10/09
BF0722 | 6221D031000 |  | 6221 | 6221D03 | 10 | AN | 10 | BUTTERFLY VALVE,LUG,GEAR OPERATOR,CI BODY,316 SS DISC,200 WOG,EPDM LINER,DOUBLE DEAD END | 4807.49 | 81.712 | 2.69 | 14.25 | 21.67 | 1 | 22 | 16.625 | 6.75 | 084738290964 | 08473829096 | https://www.hammondvalve.com/wp-content/uploads/spec-sheets/6200_2-12.pdf | https://www.hammondvalve.com/wp-content/uploads/ioms/LugButterflyIOM.pdf |  | 12/10/09
BF0722 | 6221D031200 |  | 6221 | 6221D03 | 12 | AN | 12 | BUTTERFLY VALVE,LUG,GEAR OPERATOR,CI BODY,316 SS DISC,200 WOG,EPDM LINER,DOUBLE DEAD END | 6267.81 | 111.34 | 3.06 | 17 | 24.54 | 1 | 24.625 | 19 | 6.25 | 084738290971 | 08473829097 | https://www.hammondvalve.com/wp-content/uploads/spec-sheets/6200_2-12.pdf | https://www.hammondvalve.com/wp-content/uploads/ioms/LugButterflyIOM.pdf |  | 12/10/09
BF0722 | 6223001600 |  | 6223 | 622300 | 16 | AN | 16 | BUTTERFLY VALVE,LUG,BARE STEM,CI BODY,SS DISC,150 WOG,VITON LINER | 14319.32 | 0 | 4 | 23.5 | 29.44 | 1 |  |  |  | 084738137528 | 08473813752 | https://www.hammondvalve.com/wp-content/uploads/spec-sheets/6200_14-24.pdf | https://www.hammondvalve.com/wp-content/uploads/ioms/resilient-seated-butterfly-iom.pdf |  | 09/16/03
BF0722 | 6223010200 |  | 6223 | 622301 | 2 | AN | 2 | BUTTERFLY VALVE,LUG,LEVER HANDLE,CI BODY,SS DISC,200 WOG,VITON LINER | 1236.32 | 9.9 | 1.69 | 4.75 | 9.69 | 1 | 11.25 | 5.875 | 4.125 | 084738129097 | 08473812909 | https://www.hammondvalve.com/wp-content/uploads/spec-sheets/6200_2-12.pdf | https://www.hammondvalve.com/wp-content/uploads/ioms/resilient-seated-butterfly-iom.pdf |  | 01/01/04
BF0722 | 6223010212 |  | 6223 | 622301 | 2 1/2 | AN | 2.5 | BUTTERFLY VALVE,LUG,LEVER HANDLE,CI BODY,SS DISC,200 WOG,VITON LINER | 1236.32 | 11.3 | 1.81 | 5.5 | 10.44 | 1 | 11.25 | 5.875 | 4.125 | 084738129103 | 08473812910 | https://www.hammondvalve.com/wp-content/uploads/spec-sheets/6200_2-12.pdf | https://www.hammondvalve.com/wp-content/uploads/ioms/resilient-seated-butterfly-iom.pdf |  | 01/01/04
BF0722 | 6223010300 |  | 6223 | 622301 | 3 | AN | 3 | BUTTERFLY VALVE,LUG,LEVER HANDLE,CI BODY,SS DISC,200 WOG,VITON LINER | 1382.74 | 12.3 | 1.81 | 6 | 11.13 | 1 | 11.25 | 5.875 | 4.125 | 084738129110 | 08473812911 | https://www.hammondvalve.com/wp-content/uploads/spec-sheets/6200_2-12.pdf | https://www.hammondvalve.com/wp-content/uploads/ioms/resilient-seated-butterfly-iom.pdf |  | 01/01/04
BF0722 | 6223010400 |  | 6223 | 622301 | 4 | AN | 4 | BUTTERFLY VALVE,LUG,LEVER HANDLE,CI BODY,SS DISC,200 WOG,VITON LINER | 1723.13 | 18.7 | 2.07 | 7.5 | 12.38 | 1 | 12.25 | 8.5 | 4.125 | 084738129127 | 08473812912 | https://www.hammondvalve.com/wp-content/uploads/spec-sheets/6200_2-12.pdf | https://www.hammondvalve.com/wp-content/uploads/ioms/resilient-seated-butterfly-iom.pdf |  | 01/01/04
BF0722 | 6223010500 |  | 6223 | 622301 | 5 | AN | 5 | BUTTERFLY VALVE,LUG,LEVER HANDLE,CI BODY,SS DISC,200 WOG,VITON LINER | 2416.69 | 21.67 | 2.19 | 8.5 | 13.6 | 1 | 14.5 | 10.5625 | 4 | 084738137023 | 08473813702 | https://www.hammondvalve.com/wp-content/uploads/spec-sheets/6200_2-12.pdf | https://www.hammondvalve.com/wp-content/uploads/ioms/resilient-seated-butterfly-iom.pdf |  | 03/20/03
BF0722 | 6223010600 |  | 6223 | 622301 | 6 | AN | 6 | BUTTERFLY VALVE,LUG,LEVER HANDLE,CI BODY,SS DISC,200 WOG,VITON LINER | 2593.31 | 0 | 2.19 | 9.5 | 14.69 | 1 | 14.5 | 10.5625 | 4 | 084738129134 | 08473812913 | https://www.hammondvalve.com/wp-content/uploads/spec-sheets/6200_2-12.pdf | https://www.hammondvalve.com/wp-content/uploads/ioms/resilient-seated-butterfly-iom.pdf |  | 01/01/04
BF0722 | 6223010800 |  | 6223 | 622301 | 8 | AN | 8 | BUTTERFLY VALVE,LUG,LEVER HANDLE,CI BODY,SS DISC,200 WOG,VITON LINER | 4234.6 | 0 | 2.38 | 11.75 | 16.44 | 1 | 20.5 | 13.625 | 6.375 | 084738115373 | 08473811537 | https://www.hammondvalve.com/wp-content/uploads/spec-sheets/6200_2-12.pdf | https://www.hammondvalve.com/wp-content/uploads/ioms/resilient-seated-butterfly-iom.pdf |  | 01/01/04
BF0722 | 6223030400 |  | 6223 | 622303 | 4 | AN | 4 | BUTTERFLY VALVE,LUG,GEAR OPERATOR,CI BODY,316 SS DISC,200 WOG,VITON LINER | 2257.32 | 0 | 2.07 | 7.5 | 13.55 | 1 | 12.25 | 8.5 | 4.125 | 084738129158 | 08473812915 | https://www.hammondvalve.com/wp-content/uploads/spec-sheets/6200_2-12.pdf | https://www.hammondvalve.com/wp-content/uploads/ioms/resilient-seated-butterfly-iom.pdf |  | 01/01/04
BF0722 | 6223030800 |  | 6223 | 622303 | 8 | AN | 8 | BUTTERFLY VALVE,LUG,GEAR OPERATOR,CI BODY,316 SS DISC,200 WOG,VITON LINER | 4863.55 | 46.91 | 2.38 | 11.75 | 18.17 | 1 | 20.5 | 13.625 | 6.375 | 084738129172 | 08473812917 | https://www.hammondvalve.com/wp-content/uploads/spec-sheets/6200_2-12.pdf | https://www.hammondvalve.com/wp-content/uploads/ioms/resilient-seated-butterfly-iom.pdf |  | 01/01/04
BF0722 | 6223031000 |  | 6223 | 622303 | 10 | AN | 10 | BUTTERFLY VALVE,LUG,GEAR OPERATOR,CI BODY,316 SS DISC,200 WOG,VITON LINER | 6720.17 | 75.45 | 2.69 | 14.25 | 21.67 | 1 | 22 | 16.625 | 6.75 | 084738129189 | 08473812918 | https://www.hammondvalve.com/wp-content/uploads/spec-sheets/6200_2-12.pdf | https://www.hammondvalve.com/wp-content/uploads/ioms/resilient-seated-butterfly-iom.pdf |  | 01/01/04
BF0722 | 6223031200 |  | 6223 | 622303 | 12 | AN | 12 | BUTTERFLY VALVE,LUG,GEAR OPERATOR,CI BODY,316 SS DISC,200 WOG,VITON LINER | 8645.73 | 0 | 3.06 | 17 | 24.54 | 1 | 24.625 | 19 | 6.25 | 084738137894 | 08473813789 | https://www.hammondvalve.com/wp-content/uploads/spec-sheets/6200_2-12.pdf | https://www.hammondvalve.com/wp-content/uploads/ioms/resilient-seated-butterfly-iom.pdf |  | 01/14/04
BF0722 | 6223031400 |  | 6223 | 622303 | 14 | AN | 14 | BUTTERFLY VALVE,LUG,GEAR OPERATOR,CI BODY,316 SS DISC,150 WOG,VITON LINER | 10231.02 | 164 | 3.06 | 21 | 28.81 | 1 |  |  |  | 084738137498 | 08473813749 | https://www.hammondvalve.com/wp-content/uploads/spec-sheets/6200_14-24.pdf | https://www.hammondvalve.com/wp-content/uploads/ioms/resilient-seated-butterfly-iom.pdf |  | 09/11/03
BF0722 | 6223031800 |  | 6223 | 622303 | 18 | AN | 18 | BUTTERFLY VALVE,LUG,GEAR OPERATOR,CI BODY,316 SS DISC,150 WOG,VITON LINER | 18301.11 | 0 | 4.5 | 25 | 33.26 | 1 |  |  |  | 084738137504 | 08473813750 | https://www.hammondvalve.com/wp-content/uploads/spec-sheets/6200_14-24.pdf | https://www.hammondvalve.com/wp-content/uploads/ioms/resilient-seated-butterfly-iom.pdf |  | 09/11/03
BF0722 | 6223032000 |  | 6223 | 622303 | 20 | AN | 20 | BUTTERFLY VALVE,LUG,GEAR OPERATOR,CI BODY,316 SS DISC,150 WOG,VITON LINER | 24603.5 | 0 | 5 | 27.5 | 36.01 | 1 |  |  |  | 084738129196 | 08473812919 | https://www.hammondvalve.com/wp-content/uploads/spec-sheets/6200_14-24.pdf | https://www.hammondvalve.com/wp-content/uploads/ioms/resilient-seated-butterfly-iom.pdf |  | 01/01/04
BF0722 | 6223032400 |  | 6223 | 622303 | 24 | AN | 24 | BUTTERFLY VALVE,LUG,GEAR OPERATOR,CI BODY,316 SS DISC,150 WOG,VITON LINER | 36557.34 | 0 | 6.06 | 28.25 | 43.06 | 1 |  |  |  | 084738283607 | 08473828360 | https://www.hammondvalve.com/wp-content/uploads/spec-sheets/6200_14-24.pdf | https://www.hammondvalve.com/wp-content/uploads/ioms/resilient-seated-butterfly-iom.pdf |  | 04/02/04
BF0722 | 6228010200 |  | 6228 | 622801 | 2 | AN | 2 | BUTTERFLY VALVE,LUG,LEVER HANDLE,CI BODY,SS DISC,200 WOG,TEFLON LINER | 2141.02 | 9.8 | 1.69 | 4.75 | 9.69 | 1 | 11.25 | 5.875 | 4.125 | 084738137474 | 08473813747 | https://www.hammondvalve.com/wp-content/uploads/spec-sheets/6200_2-12.pdf | https://www.hammondvalve.com/wp-content/uploads/ioms/resilient-seated-butterfly-iom.pdf |  | 09/09/03
BF0722 | 6228010212 |  | 6228 | 622801 | 2 1/2 | AN | 2.5 | BUTTERFLY VALVE,LUG,LEVER HANDLE,CI BODY,SS DISC,200 WOG,TEFLON LINER | 2347.83 | 11.3 | 1.81 | 5.5 | 10.44 | 1 | 11.25 | 5.875 | 4.125 | 084738115717 | 08473811571 | https://www.hammondvalve.com/wp-content/uploads/spec-sheets/6200_2-12.pdf | https://www.hammondvalve.com/wp-content/uploads/ioms/resilient-seated-butterfly-iom.pdf |  | 01/01/04
BF0722 | 6228010300 |  | 6228 | 622801 | 3 | AN | 3 | BUTTERFLY VALVE,LUG,LEVER HANDLE,CI BODY,SS DISC,200 WOG,TEFLON LINER | 2545.87 | 12.35 | 1.81 | 6 | 11.13 | 1 | 11.25 | 5.875 | 4.125 | 084738129202 | 08473812920 | https://www.hammondvalve.com/wp-content/uploads/spec-sheets/6200_2-12.pdf | https://www.hammondvalve.com/wp-content/uploads/ioms/resilient-seated-butterfly-iom.pdf |  | 01/01/04
BF0722 | 6228010400 |  | 6228 | 622801 | 4 | AN | 4 | BUTTERFLY VALVE,LUG,LEVER HANDLE,CI BODY,SS DISC,200 WOG,TEFLON LINER | 3041.29 | 18.5 | 2.07 | 7.5 | 12.38 | 1 | 12.25 | 8.5 | 4.125 | 084738129219 | 08473812921 | https://www.hammondvalve.com/wp-content/uploads/spec-sheets/6200_2-12.pdf | https://www.hammondvalve.com/wp-content/uploads/ioms/resilient-seated-butterfly-iom.pdf |  | 01/01/04
BF0722 | 6228010600 |  | 6228 | 622801 | 6 | AN | 6 | BUTTERFLY VALVE,LUG,LEVER HANDLE,CI BODY,SS DISC,200 WOG,TEFLON LINER | 4243.16 | 26.9 | 2.19 | 9.5 | 14.69 | 1 | 14.5 | 10.5625 | 4 | 084738135852 | 08473813585 | https://www.hammondvalve.com/wp-content/uploads/spec-sheets/6200_2-12.pdf | https://www.hammondvalve.com/wp-content/uploads/ioms/resilient-seated-butterfly-iom.pdf |  | 12/04/02
BF0722 | 6230D000800 |  | 6230 | 6230D00 | 8 | AN | 8 | BUTTERFLY VALVE,LUG,BARE STEM,CI BODY,316 SS DISC/STEM,200 WOG,BUNA LINER,DOUBLE DEAD END | 1796.35 | 0 | 2.38 | 11.75 | 15.94 | 1 | 20.5 | 13.625 | 6.375 | 084738291657 | 08473829165 | https://www.hammondvalve.com/wp-content/uploads/spec-sheets/6200_2-12.pdf | https://www.hammondvalve.com/wp-content/uploads/ioms/LugButterflyIOM.pdf |  | 04/26/11
BF0722 | 6230D010200 | D | 6230 | 6230D01 | 2 | AN | 2 | BUTTERFLY VALVE,LUG,LEVER HANDLE,CI BODY,ALMN/BRNZ DISC W/SS STEM,200 WOG,BUNA LINER,DOUBLE DEAD END | 637.53 | 9.032 | 1.69 | 4.75 | 9.69 | 1 |  |  |  | 084738294320 | 08473829432 | https://www.hammondvalve.com/wp-content/uploads/spec-sheets/6200_2-12.pdf | https://www.hammondvalve.com/wp-content/uploads/ioms/LugButterflyIOM.pdf |  | 05/07/18
BF0722 | 6230D010212 | D | 6230 | 6230D01 | 2 1/2 | AN | 2.5 | BUTTERFLY VALVE,LUG,LEVER HANDLE,CI BODY,ALMN/BRNZ DISC W/SS STEM,200 WOG,BUNA LINER,DOUBLE DEAD END | 637.53 | 10.524 | 1.81 | 5.5 | 10.44 | 1 |  |  |  | 084738294337 | 08473829433 | https://www.hammondvalve.com/wp-content/uploads/spec-sheets/6200_2-12.pdf | https://www.hammondvalve.com/wp-content/uploads/ioms/LugButterflyIOM.pdf |  | 05/07/18
BF0722 | 6230D010300 | D | 6230 | 6230D01 | 3 | AN | 3 | BUTTERFLY VALVE,LUG,LEVER HANDLE,CI BODY,ALMN/BRNZ DISC W/SS STEM,200 WOG,BUNA LINER,DOUBLE DEAD END | 684.94 | 11.268 | 1.81 | 6 | 11.13 | 1 |  |  |  | 084738294344 | 08473829434 | https://www.hammondvalve.com/wp-content/uploads/spec-sheets/6200_2-12.pdf | https://www.hammondvalve.com/wp-content/uploads/ioms/LugButterflyIOM.pdf |  | 05/07/18
BF0722 | 6230D010400 | D | 6230 | 6230D01 | 4 | AN | 4 | BUTTERFLY VALVE,LUG,LEVER HANDLE,CI BODY,ALMN/BRNZ DISC W/SS STEM,200 WOG,BUNA LINER,DOUBLE DEAD END | 896.05 | 17.522 | 2.07 | 7.5 | 12.38 | 1 |  |  |  | 084738294351 | 08473829435 | https://www.hammondvalve.com/wp-content/uploads/spec-sheets/6200_2-12.pdf | https://www.hammondvalve.com/wp-content/uploads/ioms/LugButterflyIOM.pdf |  | 05/07/18
BF0722 | 6230D010500 | D | 6230 | 6230D01 | 5 | AN | 5 | BUTTERFLY VALVE,LUG,LEVER HANDLE,CI BODY,ALMN/BRNZ DISC W/SS STEM,200 WOG,BUNA LINER,DOUBLE DEAD END | 1365.55 | 21.016 | 2.19 | 8.5 | 13.6 | 1 |  |  |  | 084738294368 | 08473829436 | https://www.hammondvalve.com/wp-content/uploads/spec-sheets/6200_2-12.pdf | https://www.hammondvalve.com/wp-content/uploads/ioms/LugButterflyIOM.pdf |  | 05/07/18
BF0722 | 6230D010600 | D | 6230 | 6230D01 | 6 | AN | 6 | BUTTERFLY VALVE,LUG,LEVER HANDLE,CI BODY,ALMN/BRNZ DISC W/SS STEM,200 WOG,BUNA LINER,DOUBLE DEAD END | 1425.93 | 25.736 | 2.19 | 9.5 | 14.69 | 1 |  |  |  | 084738294375 | 08473829437 | https://www.hammondvalve.com/wp-content/uploads/spec-sheets/6200_2-12.pdf | https://www.hammondvalve.com/wp-content/uploads/ioms/LugButterflyIOM.pdf |  | 05/07/18
BF0722 | 6230D010800 | D | 6230 | 6230D01 | 8 | AN | 8 | BUTTERFLY VALVE,LUG,LEVER HANDLE,CI BODY,ALMN/BRNZ DISC W/SS STEM,200 WOG,BUNA LINER,DOUBLE DEAD END | 2085 | 40.762 | 2.38 | 11.75 | 16.44 | 1 |  |  |  | 084738294382 | 08473829438 | https://www.hammondvalve.com/wp-content/uploads/spec-sheets/6200_2-12.pdf | https://www.hammondvalve.com/wp-content/uploads/ioms/LugButterflyIOM.pdf |  | 05/07/18
BF0722 | 6230D011000 | D | 6230 | 6230D01 | 10 | AN | 10 | BUTTERFLY VALVE,LUG,LEVER HANDLE,CI BODY,ALMN/BRNZ DISC W/SS STEM,200 WOG,BUNA LINER,DOUBLE DEAD END | 2864.63 | 0 | 2.69 | 14.25 | 19.94 | 1 |  |  |  | 084738294399 | 08473829439 | https://www.hammondvalve.com/wp-content/uploads/spec-sheets/6200_2-12.pdf | https://www.hammondvalve.com/wp-content/uploads/ioms/LugButterflyIOM.pdf |  | 05/07/18
BF0722 | 6230D011200 | D | 6230 | 6230D01 | 12 | AN | 12 | BUTTERFLY VALVE,LUG,LEVER HANDLE,CI BODY,ALMN/BRNZ DISC W/SS STEM,200 WOG,BUNA LINER,DOUBLE DEAD END | 4256.13 | 0 | 3.06 | 17 | 22.81 | 1 |  |  |  | 084738294405 | 08473829440 | https://www.hammondvalve.com/wp-content/uploads/spec-sheets/6200_2-12.pdf | https://www.hammondvalve.com/wp-content/uploads/ioms/LugButterflyIOM.pdf |  | 05/07/18
BF0722 | 6291010212 |  | 6291 | 629101 | 2 1/2 | AN | 2.5 | BUTTERFLY VALVE,LUG,LEVER HANDLE,CI BODY,NYLON COATED DUCTILE IRON DISC,200 WOG,EPDM SEAT | 581.51 | 11.7 | 1.81 | 5.5 | 10.44 | 1 |  |  |  | 084738293804 | 08473829380 | https://www.hammondvalve.com/wp-content/uploads/spec-sheets/6200_2-12.pdf | https://www.hammondvalve.com/wp-content/uploads/ioms/resilient-seated-butterfly-iom.pdf |  | 05/29/15
BF0722 | 6291010600 |  | 6291 | 629101 | 6 | AN | 6 | BUTTERFLY VALVE,LUG,LEVER HANDLE,CI BODY,NYLON COATED DUCTILE IRON DISC,200 WOG,EPDM SEAT | 1309.53 | 23.2 | 2.19 | 9.5 | 14.69 | 1 |  |  |  | 084738293811 | 08473829381 | https://www.hammondvalve.com/wp-content/uploads/spec-sheets/6200_2-12.pdf | https://www.hammondvalve.com/wp-content/uploads/ioms/resilient-seated-butterfly-iom.pdf |  | 05/29/15
BF0722 | 6313010212 |  | 6313 | 631301 | 2 1/2 | AN | 2.5 | BUTTERFLY VALVE,WAFER,LEVER HANDLE,DI BODY,ALMN/BRNZ DISC,200 WOG,VITON LINER | 1124.31 | 11.3 | 1.81 | 5.5 | 10.44 | 1 | 11.25 | 5.875 | 4.125 | 084738288794 | 08473828879 | https://www.hammondvalve.com/wp-content/uploads/spec-sheets/6100_2-12.pdf | https://www.hammondvalve.com/wp-content/uploads/ioms/resilient-seated-butterfly-iom.pdf |  | 02/26/09
BF0722 | 6313010400 |  | 6313 | 631301 | 4 | AN | 4 | BUTTERFLY VALVE,WAFER,LEVER HANDLE,DI BODY,ALMN/BRNZ DISC,200 WOG,VITON LINER | 1499.15 | 14.08 | 2.07 | 7.5 | 12.38 | 1 | 12.25 | 8.5 | 4.125 | 084738288473 | 08473828847 | https://www.hammondvalve.com/wp-content/uploads/spec-sheets/6100_2-12.pdf | https://www.hammondvalve.com/wp-content/uploads/ioms/resilient-seated-butterfly-iom.pdf |  | 08/20/08
BF0722 | 6320010200 |  | 6320 | 632001 | 2 | AN | 2 | BUTTERFLY VALVE,WAFER,LEVER HANDLE,DI BODY,SS DISC,200 WOG,BUNA LINER | 762.52 | 9.4 | 1.69 | 4.75 | 9.69 | 1 |  |  |  | 084738294450 | 08473829445 | https://www.hammondvalve.com/wp-content/uploads/spec-sheets/6100_2-12.pdf | https://www.hammondvalve.com/wp-content/uploads/ioms/resilient-seated-butterfly-iom.pdf |  | 09/28/18
BF0722 | 6320010212 |  | 6320 | 632001 | 2 1/2 | AN | 2.5 | BUTTERFLY VALVE,WAFER,LEVER HANDLE,DI BODY,SS DISC,200 WOG,BUNA LINER | 762.52 | 9.9 | 1.81 | 5.5 | 10.44 | 1 |  |  |  | 084738294146 | 08473829414 | https://www.hammondvalve.com/wp-content/uploads/spec-sheets/6100_2-12.pdf | https://www.hammondvalve.com/wp-content/uploads/ioms/resilient-seated-butterfly-iom.pdf |  | 02/02/17
BF0722 | 6320010300 |  | 6320 | 632001 | 3 | AN | 3 | BUTTERFLY VALVE,WAFER,LEVER HANDLE,DI BODY,SS DISC,200 WOG,BUNA LINER | 930.48 | 10.5 | 0 | 0 | 0 | 1 | 11.25 | 5.875 | 4.125 | 084738286783 | 08473828678 | https://www.hammondvalve.com/wp-content/uploads/spec-sheets/6100_2-12.pdf | https://www.hammondvalve.com/wp-content/uploads/ioms/resilient-seated-butterfly-iom.pdf |  | 05/30/06
BF0722 | 6320010400 |  | 6320 | 632001 | 4 | AN | 4 | BUTTERFLY VALVE,WAFER,LEVER HANDLE,DI BODY,SS DISC,200 WOG,BUNA LINER | 1176.02 | 15 | 2.07 | 8.5 | 7 | 1 | 12.25 | 8.5 | 4.125 | 084738284710 | 08473828471 | https://www.hammondvalve.com/wp-content/uploads/spec-sheets/6100_2-12.pdf | https://www.hammondvalve.com/wp-content/uploads/ioms/resilient-seated-butterfly-iom.pdf |  | 04/08/05
BF0722 | 6320010600 |  | 6320 | 632001 | 6 | AN | 6 | BUTTERFLY VALVE,WAFER,LEVER HANDLE,DI BODY,SS DISC,200 WOG,BUNA LINER | 1774.83 | 23 | 2.19 | 9.5 | 14.69 | 1 |  |  |  | 084738294467 | 08473829446 | https://www.hammondvalve.com/wp-content/uploads/spec-sheets/6100_2-12.pdf | https://www.hammondvalve.com/wp-content/uploads/ioms/resilient-seated-butterfly-iom.pdf |  | 09/28/18
BF0722 | 6320030800 |  | 6320 | 632003 | 8 | AN | 8 | BUTTERFLY VALVE,WAFER,GEAR OPERATOR,DI BODY,SS DISC,200 WOG,BUNA LINER | 3342.84 | 51.5 | 2.38 | 11.75 | 18.17 | 1 |  |  |  | 084738294443 | 08473829444 | https://www.hammondvalve.com/wp-content/uploads/spec-sheets/6100_2-12.pdf | https://www.hammondvalve.com/wp-content/uploads/ioms/resilient-seated-butterfly-iom.pdf |  | 09/28/18
BF0722 | 6321010400 |  | 6321 | 632101 | 4 | AN | 4 | BUTTERFLY VALVE,WAFER,LEVER HANDLE,DI BODY,SS DISC,200 WOG,EPDM LINER | 1176.02 | 14 | 2.07 | 8.5 | 7 | 0 |  |  |  | 084738295136 | 08473829513 | https://www.hammondvalve.com/wp-content/uploads/spec-sheets/6100_2-12.pdf | https://www.hammondvalve.com/wp-content/uploads/ioms/resilient-seated-butterfly-iom.pdf |  | 06/05/19
BF0722 | 6328010200 |  | 6320 | 632801 | 2 | AN | 2 | BUTTERFLY VALVE,WAFER,LEVER HANDLE,DI BODY,SS DISC,200 WOG,TEFLON LINER | 2188.43 | 9.4 | 1.69 | 5.5 | 10.44 | 1 |  |  |  | 084738294160 | 08473829416 | https://www.hammondvalve.com/wp-content/uploads/spec-sheets/6100_2-12.pdf | https://www.hammondvalve.com/wp-content/uploads/ioms/resilient-seated-butterfly-iom.pdf |  | 02/15/17
BF0722 | 6330010200 |  | 6330 | 633001 | 2 | AN | 2 | BUTTERFLY VALVE,WAFER,LEVER LOCK,DI BODY,BRONZE DISC 316 SS STEM,200 WOG,BUNA LINER STEM | 684.94 | 8.6 | 1.69 | 4.75 | 9.69 | 1 | 11.25 | 5.875 | 4.125 | 084738291299 | 08473829129 | https://www.hammondvalve.com/wp-content/uploads/spec-sheets/6100_2-12.pdf | https://www.hammondvalve.com/wp-content/uploads/ioms/resilient-seated-butterfly-iom.pdf |  | 09/07/10
BF0722 | 6330010212 |  | 6330 | 633001 | 2 1/2 | AN | 2.5 | BUTTERFLY VALVE,WAFER,LEVER LOCK,DI BODY,BRONZE DISC 316 SS STEM,200 WOG,BUNA LINER | 684.94 | 10.04 | 1.81 | 5.5 | 10.44 | 1 | 11.25 | 5.875 | 4.125 | 084738286578 | 08473828657 | https://www.hammondvalve.com/wp-content/uploads/spec-sheets/6100_2-12.pdf | https://www.hammondvalve.com/wp-content/uploads/ioms/resilient-seated-butterfly-iom.pdf |  | 12/12/05
BF0722 | 6330010300 |  | 6330 | 633001 | 3 | AN | 3 | BUTTERFLY VALVE,WAFER,LEVER LOCK,DI BODY,BRONZE DISC 316 SS STEM,200 WOG,BUNA LINER | 753.89 | 9.94 | 1.81 | 6 | 11.13 | 1 | 11.25 | 5.875 | 4.125 | 084738291312 | 08473829131 | https://www.hammondvalve.com/wp-content/uploads/spec-sheets/6100_2-12.pdf | https://www.hammondvalve.com/wp-content/uploads/ioms/resilient-seated-butterfly-iom.pdf |  | 09/07/10
BF0722 | 6330010400 |  | 6330 | 633001 | 4 | AN | 4 | BUTTERFLY VALVE,WAFER,LEVER LOCK,DI BODY,BRONZE DISC 316 SS STEM,200 WOG,BUNA LINER | 977.88 | 13.92 | 2.07 | 7.5 | 12.38 | 1 | 12.25 | 8.5 | 4.125 | 084738291305 | 08473829130 | https://www.hammondvalve.com/wp-content/uploads/spec-sheets/6100_2-12.pdf | https://www.hammondvalve.com/wp-content/uploads/ioms/resilient-seated-butterfly-iom.pdf |  | 09/07/10
BF0722 | 6330010500 |  | 6330 | 633001 | 5 | AN | 5 | BUTTERFLY VALVE,WAFER,LEVER LOCK,DI BODY,BRONZE DISC 316 SS STEM,200 WOG,BUNA LINER | 1352.6 | 16.84 | 2.19 | 8.5 | 12.47 | 1 | 14.5 | 10.5625 | 4 | 084738291404 | 08473829140 | https://www.hammondvalve.com/wp-content/uploads/spec-sheets/6100_2-12.pdf | https://www.hammondvalve.com/wp-content/uploads/ioms/resilient-seated-butterfly-iom.pdf |  | 10/29/10
BF0722 | 6330010600 |  | 6330 | 633001 | 6 | AN | 6 | BUTTERFLY VALVE,WAFER,LEVER LOCK,DI BODY,BRONZE DISC 316 SS STEM,200 WOG,BUNA LINER | 1546.59 | 20.56 | 2.19 | 9.5 | 13.56 | 1 | 14.5 | 10.5625 | 4 | 084738291329 | 08473829132 | https://www.hammondvalve.com/wp-content/uploads/spec-sheets/6100_2-12.pdf | https://www.hammondvalve.com/wp-content/uploads/ioms/resilient-seated-butterfly-iom.pdf |  | 09/07/10
BF0722 | 6330010800 |  | 6330 | 633001 | 8 | AN | 8 | BUTTERFLY VALVE,WAFER,LEVER LOCK,DI BODY,BRONZE DISC 316 SS STEM,200 WOG,BUNA LINER | 2201.28 | 36.78 | 2.38 | 11.75 | 15.94 | 1 | 20.5 | 13.625 | 6.375 | 084738291336 | 08473829133 | https://www.hammondvalve.com/wp-content/uploads/spec-sheets/6100_2-12.pdf | https://www.hammondvalve.com/wp-content/uploads/ioms/resilient-seated-butterfly-iom.pdf |  | 09/07/10
BF0722 | 6330011000 |  | 6330 | 633001 | 10 | AN | 10 | BUTTERFLY VALVE,WAFER,LEVER LOCK,DI BODY,BRONZE DISC,316 SS STEM,200 WOG,BUNA LINER | 3028.41 | 58 | 2.69 | 14.25 | 19.94 | 1 |  |  |  | 084738294061 | 08473829406 | https://www.milwaukeevalve.com/wp-content/uploads/spec-sheets/MW_2-12.pdf | https://www.hammondvalve.com/wp-content/uploads/ioms/resilient-seated-butterfly-iom.pdf |  | 07/11/16
BF0722 | 6330011200 |  | 6330 | 633001 | 12 | AN | 12 | BUTTERFLY VALVE,WAFER,LEVER LOCK,DI BODY,BRONZE DISC,316 SS STEM,200 WOG,BUNA LINER | 4471.43 | 0 | 3.06 | 17 | 22.81 | 1 | 24.625 | 19 | 6.25 | 084738292548 | 08473829254 | https://www.hammondvalve.com/wp-content/uploads/spec-sheets/6100_2-12.pdf | https://www.hammondvalve.com/wp-content/uploads/ioms/resilient-seated-butterfly-iom.pdf |  | 10/05/12
BF0722 | 6333010212 |  | 6333 | 633301 | 2 1/2 | AN | 2.5 | BUTTERFLY VALVE,LEVER HANDLE,DI BODY,BRONZE DISC,200 WOG,VITON LINER | 1206.11 | 10.5 | 1.81 | 5.5 | 10.44 | 1 | 11.25 | 5.875 | 4.125 | 084738292739 | 08473829273 | https://www.hammondvalve.com/wp-content/uploads/spec-sheets/6100_2-12.pdf | https://www.hammondvalve.com/wp-content/uploads/ioms/resilient-seated-butterfly-iom.pdf |  | 02/15/13
BF0722 | 6401D010212 |  | 401 | 6401D01 | 2 1/2 | AN | 2.5 | BUTTERFLY VALVE,LUG,LEVER HANDLE,DI BODY,NCKL PLTD DI DISC,200 WOG,EPDM LINER,DOUBLE DEAD END | 564.28 | 11 | 1.81 | 5.5 | 10.44 | 0 |  |  |  | 084738295563 | 08473829556 | https://www.hammondvalve.com/wp-content/uploads/spec-sheets/6411-00_6411-01_6411-03.pdf | https://www.hammondvalve.com/wp-content/uploads/ioms/LugButterflyIOM.pdf |  | 01/28/21
BF0722 | 6401HP010600 |  | 6401 | 6401HP | 6 | AN | 6 | BUTTERFLY VALVE,LUG,LEVER HANDLE,DI BODY,NCKL COATED DI IRON,200 WOG,EPDM LINER,250 TEST | 1413.01 | 0 | 2.19 | 9.5 | 14.69 | 0 |  |  |  | 084738295471 | 08473829547 | https://www.hammondvalve.com/wp-content/uploads/spec-sheets/6411-00_6411-01_6411-03.pdf | https://www.hammondvalve.com/wp-content/uploads/ioms/LugButterflyIOM.pdf |  | 04/21/20
BF0722 | 6410001400 |  | 6410 | 641000 | 14 | AN | 14 | BUTTERFLY VALVE,LUG,BARE STEM,DI BODY,ALMN/BRZ DISC,150 WOG,BUNA LINER | 5000.87 | 814.605 | 3.06 | 21 | 27.06 | 1 | 24.625 | 19 | 6.25 | 084738293514 | 08473829351 | https://www.hammondvalve.com/wp-content/uploads/spec-sheets/6411-00_6411-01_6411-03.pdf | https://www.hammondvalve.com/wp-content/uploads/ioms/resilient-seated-butterfly-iom.pdf |  | 09/29/14
BF0722 | 6410D010200 | D | 6410 | 6410D01 | 2 | AN | 2 | BUTTERFLY VALVE,LUG,LEVER HANDLE,DI BODY,ALMN/BRZ DISC,200 WOG,BUNA LINER,DOUBLE DEAD END | 607.35 | 9.5 | 1.69 | 4.75 | 9.69 | 1 |  |  |  | 697988715417 | 69798871541 | https://www.hammondvalve.com/wp-content/uploads/spec-sheets/6411-00_6411-01_6411-03.pdf | https://www.hammondvalve.com/wp-content/uploads/ioms/LugButterflyIOM.pdf |  | 04/06/18
BF0722 | 6410D010212 | D | 6410 | 6410D01 | 2 1/2 | AN | 2.5 | BUTTERFLY VALVE,LUG,LEVER HANDLE,DI BODY,ALMN/BRZ DISC,200 WOG,BUNA LINER,DOUBLE DEAD END | 607.35 | 11.24 | 1.81 | 5.5 | 10.44 | 1 |  |  |  | 697988715424 | 69798871542 | https://www.hammondvalve.com/wp-content/uploads/spec-sheets/6411-00_6411-01_6411-03.pdf | https://www.hammondvalve.com/wp-content/uploads/ioms/LugButterflyIOM.pdf |  | 04/06/18
BF0722 | 6410D010300 | D | 6410 | 6410D01 | 3 | AN | 3 | BUTTERFLY VALVE,LUG,LEVER HANDLE,DI BODY,ALMN/BRZ DISC,200 WOG,BUNA LINER,DOUBLE DEAD END | 667.68 | 11.7 | 1.81 | 6 | 11.13 | 1 |  |  |  | 697988715431 | 69798871543 | https://www.hammondvalve.com/wp-content/uploads/spec-sheets/6411-00_6411-01_6411-03.pdf | https://www.hammondvalve.com/wp-content/uploads/ioms/LugButterflyIOM.pdf |  | 04/06/18
BF0722 | 6410D010400 | D | 6410 | 6410D01 | 4 | AN | 4 | BUTTERFLY VALVE,LUG,LEVER HANDLE,DI BODY,ALMN/BRZ DISC,200 WOG,BUNA LINER,DOUBLE DEAD END | 878.81 | 18.16 | 2.07 | 7.5 | 12.38 | 1 |  |  |  | 697988715448 | 69798871544 | https://www.hammondvalve.com/wp-content/uploads/spec-sheets/6411-00_6411-01_6411-03.pdf | https://www.hammondvalve.com/wp-content/uploads/ioms/LugButterflyIOM.pdf |  | 04/06/18
BF0722 | 6410D010500 | D | 6410 | 6410D01 | 5 | AN | 5 | BUTTERFLY VALVE,LUG,LEVER HANDLE,DI BODY,ALMN/BRZ DISC,200 WOG,BUNA LINER,DOUBLE DEAD END | 1249.27 | 20.944 | 2.19 | 8.5 | 13.6 | 1 |  |  |  | 697988715455 | 69798871545 | https://www.hammondvalve.com/wp-content/uploads/spec-sheets/6411-00_6411-01_6411-03.pdf | https://www.hammondvalve.com/wp-content/uploads/ioms/LugButterflyIOM.pdf |  | 04/06/18
BF0722 | 6410D010600 | D | 6410 | 6410D01 | 6 | AN | 6 | BUTTERFLY VALVE,LUG,LEVER HANDLE,DI BODY,ALMN/BRZ DISC,200 WOG,BUNA LINER,DOUBLE DEAD END | 1412.96 | 25.54 | 2.19 | 9.5 | 14.69 | 1 |  |  |  | 697988715462 | 69798871546 | https://www.hammondvalve.com/wp-content/uploads/spec-sheets/6411-00_6411-01_6411-03.pdf | https://www.hammondvalve.com/wp-content/uploads/ioms/LugButterflyIOM.pdf |  | 04/06/18
BF0722 | 6410D010800 | D | 6410 | 6410D01 | 8 | AN | 8 | BUTTERFLY VALVE,LUG,LEVER HANDLE,DI BODY,ALMN/BRZ DISC,200 WOG,BUNA LINER,DOUBLE DEAD END | 2016.04 | 43.52 | 2.38 | 11.75 | 16.44 | 1 |  |  |  | 697988715479 | 69798871547 | https://www.hammondvalve.com/wp-content/uploads/spec-sheets/6411-00_6411-01_6411-03.pdf | https://www.hammondvalve.com/wp-content/uploads/ioms/LugButterflyIOM.pdf |  | 04/06/18
BF0722 | 6410D011000 | D | 6410 | 6410D01 | 10 | AN | 10 | BUTTERFLY VALVE,LUG,LEVER HANDLE,DI BODY,ALMN/BRZ DISC,200 WOG,BUNA LINER,DOUBLE DEAD END | 2649.33 | 67.28 | 2.69 | 14.25 | 21.67 | 1 |  |  |  | 697988715486 | 69798871548 | https://www.hammondvalve.com/wp-content/uploads/spec-sheets/6411-00_6411-01_6411-03.pdf | https://www.hammondvalve.com/wp-content/uploads/ioms/LugButterflyIOM.pdf |  | 04/06/18
BF0722 | 6410D011200 | D | 6410 | 6410D01 | 12 | AN | 12 | BUTTERFLY VALVE,LUG,LEVER HANDLE,DI BODY,ALMN/BRZ DISC,200 WOG,BUNA LINER,DOUBLE DEAD END | 3868.39 | 95.26 | 3.06 | 17 | 22.81 | 1 |  |  |  | 697988715493 | 69798871549 | https://www.hammondvalve.com/wp-content/uploads/spec-sheets/6411-00_6411-01_6411-03.pdf | https://www.hammondvalve.com/wp-content/uploads/ioms/LugButterflyIOM.pdf |  | 04/06/18
BF0722 | 6410D030800 | D | 6410 | 6410D03 | 8 | AN | 8 | BUTTERFLY VALVE,LUG,GEAR OPERATOR,DI BODY,ALMN/BRNZ DISC,200 WOG,BUNA LINER,DDE | 2649.33 | 57.6 | 2.38 | 11.75 | 18.17 | 1 |  |  |  | 697988719637 | 69798871963 | https://www.hammondvalve.com/wp-content/uploads/spec-sheets/6411-00_6411-01_6411-03.pdf | https://www.hammondvalve.com/wp-content/uploads/ioms/LugButterflyIOM.pdf |  | 10/08/18
BF0722 | 6410D031000 | D | 6410 | 6410D03 | 10 | AN | 10 | BUTTERFLY VALVE,LUG,GEAR OPERATOR,DI BODY,ALMN/BRNZ DISC,200 WOG,BUNA LINER,DDE | 3269.63 | 78.6 | 2.69 | 14.25 | 21.67 | 1 |  |  |  | 697988719644 | 69798871964 | https://www.hammondvalve.com/wp-content/uploads/spec-sheets/6411-00_6411-01_6411-03.pdf | https://www.hammondvalve.com/wp-content/uploads/ioms/LugButterflyIOM.pdf |  | 10/08/18
BF0722 | 6411010300HP |  | 6411 | 641101HP | 3 | AN | 3 | BUTTERFLY VALVE,LUG,LEVER HANDLE,DI BODY,ALMN/BRNZ DISC,200 WOG,EPDM LINER,250 TESTING | 736.61 | 0 | 1.81 | 6 | 11.13 | 1 | 11.25 | 5.875 | 4.125 | 084738287049 | 08473828704 | https://www.hammondvalve.com/wp-content/uploads/spec-sheets/6200_2-12.pdf | https://www.hammondvalve.com/wp-content/uploads/ioms/LugButterflyIOM.pdf |  | 12/12/06
BF0722 | 6411031400 |  | 641103 | 641103 14 | 14 | AN | 14 | BUTTERFLY VALVE,LUG,GEAR,DI BODY,ALMN/BRNZ DISC,200 WOG,EPDM LINER,DDE,NSF/ANSI 372 & 61 | 5680.18 | 190 | 0 | 0 | 0 | 1 |  |  |  | 084738116677 | 08473811667 | https://www.hammondvalve.com/wp-content/uploads/spec-sheets/6411-00_6411-03.pdf | https://www.hammondvalve.com/wp-content/uploads/ioms/resilient-seated-butterfly-iom.pdf |  | 01/01/04
BF0722 | 6411031600 |  | 641103 | 641103 16 | 16 | AN | 16 | BUTTERFLY VALVE,LUG,GEAR,DI BODY,ALMN/BRNZ DISC,200 WOG,EPDM LINER,DDE,NSF/ANSI 372 & 61 | 8303.5 | 252 | 0 | 0 | 0 | 1 |  |  |  | 084738286769 | 08473828676 | https://www.hammondvalve.com/wp-content/uploads/spec-sheets/6411-00_6411-03.pdf | https://www.hammondvalve.com/wp-content/uploads/ioms/resilient-seated-butterfly-iom.pdf |  | 04/28/06
BF0722 | 6411031800 |  | 6411 | 641103 | 18 | AN | 18 | BUTTERFLY VALVE,LUG,GEAR OPERATOR,DI BODY,ALMN BRONZE DISC,150 WOG,EPDM LINER | 10374.21 | 0 | 4.5 | 25 | 33.26 | 1 |  |  |  | 084738295495 | 08473829549 | https://www.hammondvalve.com/wp-content/uploads/spec-sheets/6411-00_6411-03.pdf | https://www.hammondvalve.com/wp-content/uploads/ioms/resilient-seated-butterfly-iom.pdf |  | 06/12/20
BF0722 | 6411D010200 |  | 6411 | 641101 | 2 | AN | 2 | BUTTERFLY VALVE,LUG,LEVER,DI BODY,ALMN/BRNZ DISC,200 WOG,EPDM LINER,DDE,NSF/ANSI 372 & 61 | 607.35 | 8.828 | 1.69 | 4.75 | 9.69 | 1 | 11.25 | 5.875 | 4.125 | 084738292883 | 08473829288 | https://www.hammondvalve.com/wp-content/uploads/spec-sheets/6411-00_6411-01_6411-03.pdf | https://www.hammondvalve.com/wp-content/uploads/ioms/LugButterflyIOM.pdf |  | 04/19/13
BF0722 | 6411D010212 |  | 6411 | 6411D01 | 2 1/2 | AN | 2.5 | BUTTERFLY VALVE,LUG,LEVER,DI BODY,ALMN/BRNZ DISC,200 WOG,EPDM LINER,DDE,NSF/ANSI 372 & 61 | 607.35 | 10.624 | 1.81 | 5.5 | 10.44 | 1 | 11.25 | 5.875 | 4.125 | 084738291893 | 08473829189 | https://www.hammondvalve.com/wp-content/uploads/spec-sheets/6411-00_6411-01_6411-03.pdf | https://www.hammondvalve.com/wp-content/uploads/ioms/LugButterflyIOM.pdf |  | 03/19/12
BF0722 | 6411D010300 |  | 6411 | 6411D01 | 3 | AN | 3 | BUTTERFLY VALVE,LUG,LEVER,DI BODY,ALMN/BRNZ DISC,200 WOG,EPDM LINER,DDE,NSF/ANSI 372 & 61 | 667.68 | 11.54 | 1.81 | 6 | 11.13 | 1 | 11.25 | 5.875 | 4.125 | 084738292104 | 08473829210 | https://www.hammondvalve.com/wp-content/uploads/spec-sheets/6411-00_6411-01_6411-03.pdf | https://www.hammondvalve.com/wp-content/uploads/ioms/LugButterflyIOM.pdf |  | 07/26/12
BF0722 | 6411D010400 |  | 6411 | 6411D01 | 4 | AN | 4 | BUTTERFLY VALVE,LUG,LEVER,DI BODY,ALMN/BRNZ DISC,200 WOG,EPDM LINER,DDE,NSF/ANSI 372 & 61 | 878.81 | 18.56 | 2.07 | 7.5 | 12.38 | 1 | 12.25 | 8.5 | 4.125 | 084738292111 | 08473829211 | https://www.hammondvalve.com/wp-content/uploads/spec-sheets/6411-00_6411-01_6411-03.pdf | https://www.hammondvalve.com/wp-content/uploads/ioms/LugButterflyIOM.pdf |  | 07/26/12
BF0722 | 6411D010500 |  | 6411 | 6411D01 | 5 | AN | 5 | BUTTERFLY VALVE,LUG,LEVER,DI BODY,ALMN/BRNZ DISC,200 WOG,EPDM LINER,DDE,NSF/ANSI 372 & 61 | 1249.27 | 21.6 | 2.19 | 8.5 | 12.47 | 1 |  |  |  | 084738293941 | 08473829394 | https://www.hammondvalve.com/wp-content/uploads/spec-sheets/6411-00_6411-01_6411-03.pdf | https://www.hammondvalve.com/wp-content/uploads/ioms/LugButterflyIOM.pdf |  | 03/04/16
BF0722 | 6411D010600 |  | 6411 | 6411D01 | 6 | AN | 6 | BUTTERFLY VALVE,LUG,LEVER,DI BODY,ALMN/BRNZ DISC,200 WOG,EPDM LINER,DDE,NSF/ANSI 372 & 61 | 1412.96 | 24.826 | 2.19 | 9.5 | 14.69 | 1 | 14.5 | 10.5625 | 4 | 084738292128 | 08473829212 | https://www.hammondvalve.com/wp-content/uploads/spec-sheets/6411-00_6411-01_6411-03.pdf | https://www.hammondvalve.com/wp-content/uploads/ioms/LugButterflyIOM.pdf |  | 07/26/12
BF0722 | 6411D010800 |  | 6411 | 641101 | 8 | AN | 8 | BUTTERFLY VALVE,LUG,LEVER,DI BODY,ALMN/BRNZ DISC,200 WOG,EPDM LINER,DDE,NSF/ANSI 372 & 61 | 2016.04 | 43.52 | 2.38 | 11.75 | 16.44 | 1 | 20.5 | 13.625 | 6.375 | 084738292920 | 08473829292 | https://www.hammondvalve.com/wp-content/uploads/spec-sheets/6411-00_6411-01_6411-03.pdf | https://www.hammondvalve.com/wp-content/uploads/ioms/LugButterflyIOM.pdf |  | 10/25/13
BF0722 | 6411D011000 |  | 6411 | 6411D01 | 10 | AN | 10 | BUTTERFLY VALVE,LUG,LEVER,DI BODY,ALMN/BRNZ DISC,200 WOG,EPDM LINER,DDE,NSF/ANSI 372 & 61 | 2649.33 | 66.6 | 2.69 | 14.25 | 19.94 | 1 |  |  |  | 084738293927 | 08473829392 | https://www.hammondvalve.com/wp-content/uploads/spec-sheets/6411-00_6411-01_6411-03.pdf | https://www.hammondvalve.com/wp-content/uploads/ioms/LugButterflyIOM.pdf |  | 02/17/16
BF0722 | 6411D011200 |  | 6411 | 6411D01 | 12 | AN | 12 | BUTTERFLY VALVE,LUG,LEVER,DI BODY,ALMN/BRNZ DISC,200 WOG,EPDM LINER,DDE,NSF/ANSI 372 & 61 | 3868.39 | 0 | 3.06 | 17 | 22.81 | 1 |  |  |  | 084738293934 | 08473829393 | https://www.hammondvalve.com/wp-content/uploads/spec-sheets/6411-00_6411-01_6411-03.pdf | https://www.hammondvalve.com/wp-content/uploads/ioms/LugButterflyIOM.pdf |  | 02/17/16
BF0722 | 6411D020400 |  | 6411 | 6411D02 | 4 | AN | 4 | BUTTERFLY VALVE,LUG,LEVER,DI BODY,ALMN/BRNZ DISC,200 WOG,EPDM LINER,DDE W/MEM STOP,NSF/ANSI 372 & 61 | 895.83 | 0 | 2.07 | 7.5 | 12.38 | 0 |  |  |  | 697988747685 | 69798874768 | https://www.hammondvalve.com/wp-content/uploads/spec-sheets/6411-00_6411-01_6411-03.pdf | https://www.hammondvalve.com/wp-content/uploads/ioms/LugButterflyIOM.pdf |  | 06/07/21
BF0722 | 6411D030300 |  | 6411 | 6411D03 | 3 | AN | 3 | BUTTERFLY VALVE,LUG,GEAR,DI BODY,ALMN/BRNZ DISC,200 WOG,EPDM LINER,DDE,NSF/ANSI 372 & 61 | 1193.2 | 19.54 | 1.81 | 6 | 12.3 | 1 |  |  |  | 084738293859 | 08473829385 | https://www.hammondvalve.com/wp-content/uploads/spec-sheets/6411-00_6411-01_6411-03.pdf | https://www.hammondvalve.com/wp-content/uploads/ioms/LugButterflyIOM.pdf |  | 07/28/15
BF0722 | 6411D030400 |  | 6411 | 6411D03 | 4 | AN | 4 | BUTTERFLY VALVE,LUG,GEAR,DI BODY,ALMN/BRNZ DISC,200 WOG,EPDM LINER,DDE,NSF/ANSI 372 & 61 | 1412.96 | 18.56 | 2.07 | 7.5 | 13.55 | 1 |  |  |  | 084738293842 | 08473829384 | https://www.hammondvalve.com/wp-content/uploads/spec-sheets/6411-00_6411-01_6411-03.pdf | https://www.hammondvalve.com/wp-content/uploads/ioms/LugButterflyIOM.pdf |  | 07/13/15
BF0722 | 6411D030600 |  | 6411 | 6411D03 | 6 | AN | 6 | BUTTERFLY VALVE,LUG,GEAR,DI BODY,ALMN/BRNZ DISC,200 WOG,EPDM LINER,DDE,NSF/ANSI 372 & 61 | 1938.52 | 33.96 | 2.19 | 9.5 | 15.86 | 1 | 14.5 | 10.5625 | 4 | 084738292906 | 08473829290 | https://www.hammondvalve.com/wp-content/uploads/spec-sheets/6411-00_6411-01_6411-03.pdf | https://www.hammondvalve.com/wp-content/uploads/ioms/LugButterflyIOM.pdf |  | 07/08/13
BF0722 | 6411D030800 |  | 6411 | 6411D03 | 8 | AN | 8 | BUTTERFLY VALVE,LUG,GEAR,DI BODY,ALMN/BRNZ DISC,200 WOG,EPDM LINER,DDE,NSF/ANSI 372 & 61 | 2649.33 | 58 | 2.38 | 11.75 | 18.17 | 1 | 20.5 | 13.625 | 6.375 | 084738292555 | 08473829255 | https://www.hammondvalve.com/wp-content/uploads/spec-sheets/6411-00_6411-01_6411-03.pdf | https://www.hammondvalve.com/wp-content/uploads/ioms/LugButterflyIOM.pdf |  | 10/15/12
BF0722 | 6411D031000 |  | 6411 | 6411D03 | 10 | AN | 10 | BUTTERFLY VALVE,LUG,GEAR,DI BODY,ALMN/BRNZ DISC,200 WOG,EPDM LINER,DDE,NSF/ANSI 372 & 61 | 3269.63 | 82.06 | 2.69 | 14.25 | 21.67 | 1 | 22 | 16.625 | 6.75 | 084738292562 | 08473829256 | https://www.hammondvalve.com/wp-content/uploads/spec-sheets/6411-00_6411-01_6411-03.pdf | https://www.hammondvalve.com/wp-content/uploads/ioms/LugButterflyIOM.pdf |  | 10/15/12
BF0722 | 6411D031200 |  | 6411 | 6411D03 | 12 | AN | 12 | BUTTERFLY VALVE,LUG,GEAR OPERATOR,DI BODY,ALMN/BRNZ DISC,200 WOG,EPDM LINER,DOUBLE DEAD END | 4488.67 | 111 | 3.06 | 17 | 24.54 | 1 |  |  |  | 084738295488 | 08473829548 | https://www.hammondvalve.com/wp-content/uploads/spec-sheets/6200_2-12.pdf | https://www.hammondvalve.com/wp-content/uploads/ioms/LugButterflyIOM.pdf |  | 05/28/20
BF0722 | 6420D010200 | D | 6420 | 642001 | 2 | AN | 2 | BUTTERFLY VALVE,LUG,LEVER HANDLE,DI BODY,SS DISC,200 WOG,BUNA LINER,DDE | 766.81 | 9.05 | 1.69 | 4.75 | 9.69 | 1 |  |  |  | 084738294412 | 08473829441 | https://www.hammondvalve.com/wp-content/uploads/spec-sheets/6411-00_6411-01_6411-03.pdf | https://www.hammondvalve.com/wp-content/uploads/ioms/LugButterflyIOM.pdf |  | 05/31/18
BF0722 | 6420D010212 | D | 6420 | 6420D01 | 2 1/2 | AN | 2.5 | BUTTERFLY VALVE,LUG,LEVER HANDLE,DI BODY,SS DISC,200 WOG,BUNA LINER,DOUBLE DEAD END | 766.81 | 11.2 | 1.81 | 5.5 | 10.44 | 1 |  |  |  | 084738294153 | 08473829415 | https://www.hammondvalve.com/wp-content/uploads/spec-sheets/6200_2-12.pdf | https://www.hammondvalve.com/wp-content/uploads/ioms/LugButterflyIOM.pdf |  | 02/02/17
BF0722 | 6420D010300 | D | 6420 | 6420D01 | 3 | AN | 3 | BUTTERFLY VALVE,LUG,LEVER HANDLE,DI BODY,SS DISC,200 WOG,BUNA LINER,DOUBLE DEAD END | 934.8 | 11.22 | 1.81 | 6 | 11.13 | 1 | 11.25 | 5.875 | 4.125 | 084738292890 | 08473829289 | https://www.hammondvalve.com/wp-content/uploads/spec-sheets/6411-00_6411-01_6411-03.pdf | https://www.hammondvalve.com/wp-content/uploads/ioms/LugButterflyIOM.pdf |  | 06/10/13
BF0722 | 6420D010400 | D | 6420 | 642001 | 4 | AN | 4 | BUTTERFLY VALVE,LUG,LEVER HANDLE,DI BODY,SS DISC,200 WOG,BUNA LINER,DDE | 1184.6 | 17.3 | 2.07 | 7.5 | 12.38 | 1 |  |  |  | 084738294429 | 08473829442 | https://www.hammondvalve.com/wp-content/uploads/spec-sheets/6411-00_6411-01_6411-03.pdf | https://www.hammondvalve.com/wp-content/uploads/ioms/LugButterflyIOM.pdf |  | 05/31/18
BF0722 | 6420D010600 | D | 6420 | 6420D01 | 6 | AN | 6 | BUTTERFLY VALVE,LUG,BARE STEM,DI BODY,SS DISC,200 WOG,BUNA LINER,DOUBLE DEAD END | 1783.39 | 25.5 | 2.19 | 9.5 | 14.69 | 1 |  |  |  | 084738294313 | 08473829431 | https://www.hammondvalve.com/wp-content/uploads/spec-sheets/6411-00_6411-01_6411-03.pdf | https://www.hammondvalve.com/wp-content/uploads/ioms/LugButterflyIOM.pdf |  | 04/09/18
BF0722 | 6420D030800 | D | 6420 | 6420D03 | 8 | AN | 8 | BUTTERFLY VALVE,LUG,GEAR OPERATOR,DI BODY,316 SS DISC,200 WOG,BUNA LINER,DOUBLE DEAD END | 3360.03 | 57.6 | 2.38 | 11.75 | 18.17 | 1 |  |  |  | 084738294436 | 08473829443 | https://www.hammondvalve.com/wp-content/uploads/spec-sheets/6200_2-12.pdf | https://www.hammondvalve.com/wp-content/uploads/ioms/LugButterflyIOM.pdf |  | 09/28/18
BF0722 | 6420D031000 | D | 6420 | 642003 | 10 | AN | 10 | BUTTERFLY VALVE,LUG,GEAR OPERATOR,DI BODY,SS DISC,200 WOG,BUNA LINER,DDE | 4988.4 | 66.6 | 2.69 | 14.25 | 21.67 | 1 |  |  |  | 084738295112 | 08473829511 | https://www.hammondvalve.com/wp-content/uploads/spec-sheets/6411-00_6411-01_6411-03.pdf | https://www.hammondvalve.com/wp-content/uploads/ioms/LugButterflyIOM.pdf |  | 05/14/19
BF0722 | 6420D031200 | D | 6420 | 6420D03 | 12 | AN | 12 | BUTTERFLY VALVE,LUG,LEVER,DI BODY,SS DISC,200 WOG,BUNA LINER,DDE | 6500.44 | 111.34 | 3.06 | 17 | 22.81 | 1 |  |  |  | 084738295129 | 08473829512 | https://www.hammondvalve.com/wp-content/uploads/spec-sheets/6411-00_6411-01_6411-03.pdf | https://www.hammondvalve.com/wp-content/uploads/ioms/LugButterflyIOM.pdf |  | 05/14/19
BF0722 | 6421D000300 |  | 6421 | 6421D00 | 3 | AN | 3 | BUTTERFLY VALVE,LUG,BARE STEM,DI BODY,SS DISC,200 WOG,EPDM LINER,DOUBLE DEAD END | 857.27 | 9.2 | 1.81 | 6 | 11.13 | 0 |  |  |  | 084738295211 | 08473829521 | https://www.hammondvalve.com/wp-content/uploads/spec-sheets/6200_2-12.pdf | https://www.hammondvalve.com/wp-content/uploads/ioms/LugButterflyIOM.pdf |  | 07/30/19
BF0722 | 6421D000600 | D | 6421 | 6421D00 | 6 | AN | 6 | BUTTERFLY VALVE,LUG,BARE STEM,DI BODY,SS DISC,200 WOG,EPDM LINER,316 SS STEM,DOUBLE DEAD END | 1667.17 | 33.96 | 2.19 | 9.5 | 15.86 | 1 |  |  |  | 084738294108 | 08473829410 | https://www.hammondvalve.com/wp-content/uploads/spec-sheets/6200_2-12.pdf | https://www.hammondvalve.com/wp-content/uploads/ioms/LugButterflyIOM.pdf |  | 08/16/16
BF0722 | 6421D010200 | D | 6421 | 6421D01 | 2 | AN | 2 | BUTTERFLY VALVE,LUG,LEVER HANDLE,DI BODY,SS DISC,200 WOG,EPDM LINER,DOUBLE DEAD END | 766.81 | 0 | 1.69 | 4.75 | 9.69 | 1 |  |  |  | 084738294191 | 08473829419 | https://www.hammondvalve.com/wp-content/uploads/spec-sheets/6200_2-12.pdf | https://www.hammondvalve.com/wp-content/uploads/ioms/LugButterflyIOM.pdf |  | 03/09/17
BF0722 | 6421D010212 | D | 6421 | 6421D01 | 2 1/2 | AN | 2.5 | BUTTERFLY VALVE,LUG,LEVER HANDLE,DI BODY,SS DISC,200 WOG,EPDM LINER,DOUBLE DEAD END | 766.81 | 11.08 | 1.81 | 5.5 | 10.44 | 1 |  |  |  | 084738294207 | 08473829420 | https://www.hammondvalve.com/wp-content/uploads/spec-sheets/6200_2-12.pdf | https://www.hammondvalve.com/wp-content/uploads/ioms/LugButterflyIOM.pdf |  | 03/09/17
BF0722 | 6421D010300 | D | 6421 | 6421D01 | 3 | AN | 3 | BUTTERFLY VALVE,LUG,LEVER HANDLE,DI BODY,SS DISC,200 WOG,EPDM LINER,DOUBLE DEAD END | 934.8 | 11.3 | 1.81 | 6 | 11.13 | 1 |  |  |  | 084738294214 | 08473829421 | https://www.hammondvalve.com/wp-content/uploads/spec-sheets/6200_2-12.pdf | https://www.hammondvalve.com/wp-content/uploads/ioms/LugButterflyIOM.pdf |  | 03/09/17
BF0722 | 6421D010400 | D | 6421 | 6421D01 | 4 | AN | 4 | BUTTERFLY VALVE,LUG,LEVER HANDLE,DI BODY,SS DISC,200 WOG,EPDM LINER,DOUBLE DEAD END | 1184.6 | 15.4 | 2.07 | 7.5 | 12.38 | 1 |  |  |  | 084738294184 | 08473829418 | https://www.hammondvalve.com/wp-content/uploads/spec-sheets/6200_2-12.pdf | https://www.hammondvalve.com/wp-content/uploads/ioms/LugButterflyIOM.pdf |  | 03/09/17
BF0722 | 6421D010500 | D | 6421 | 6421D01 | 5 | AN | 5 | BUTTERFLY VALVE,LUG,LEVER HANDLE,DI BODY,SS DISC,200 WOG,EPDM LINER | 1602.5 | 0 | 2.19 | 8.5 | 13.6 | 1 |  |  |  | 084738294221 | 08473829422 | https://www.hammondvalve.com/wp-content/uploads/spec-sheets/6200_2-12.pdf | https://www.hammondvalve.com/wp-content/uploads/ioms/LugButterflyIOM.pdf |  | 03/09/17
BF0722 | 6421D010600 | D | 6421 | 6421D01 | 6 | AN | 6 | BUTTERFLY VALVE,LUG,LEVER HANDLE,DI BODY,SS DISC,200 WOG,EPDM LINER,DOUBLE DEAD END | 1783.39 | 23.2 | 2.19 | 9.5 | 14.69 | 1 |  |  |  | 084738294238 | 08473829423 | https://www.hammondvalve.com/wp-content/uploads/spec-sheets/6200_2-12.pdf | https://www.hammondvalve.com/wp-content/uploads/ioms/LugButterflyIOM.pdf |  | 03/09/17
BF0722 | 6421D010800 | D | 6421 | 6421D01 | 8 | AN | 8 | BUTTERFLY VALVE,LUG,LEVER HANDLE,DI BODY,SS DISC,200 WOG,EPDM LINER,DOUBLE DEAD END | 2735.41 | 38.2 | 2.38 | 11.75 | 16.44 | 1 |  |  |  | 084738294245 | 08473829424 | https://www.hammondvalve.com/wp-content/uploads/spec-sheets/6200_2-12.pdf | https://www.hammondvalve.com/wp-content/uploads/ioms/LugButterflyIOM.pdf |  | 03/09/17
BF0722 | 6421D011000 | D | 6421 | 6421D01 | 10 | AN | 10 | BUTTERFLY VALVE,LUG,LEVER HANDLE,DI BODY,SS DISC,200 WOG,EPDM LINER,DOUBLE DEAD END | 4372.43 | 0 | 2.69 | 14.25 | 19.94 | 1 |  |  |  | 084738294252 | 08473829425 | https://www.hammondvalve.com/wp-content/uploads/spec-sheets/6200_2-12.pdf | https://www.hammondvalve.com/wp-content/uploads/ioms/LugButterflyIOM.pdf |  | 03/09/17
BF0722 | 6421D011200 | D | 6421 | 6421D01 | 12 | AN | 12 | BUTTERFLY VALVE,LUG,LEVER HANDLE,DI BODY,SS DISC,200 WOG,EPDM LINER,DOUBLE DEAD END | 5884.44 | 0 | 3.06 | 17 | 22.81 | 1 |  |  |  | 084738294269 | 08473829426 | https://www.hammondvalve.com/wp-content/uploads/spec-sheets/6200_2-12.pdf | https://www.hammondvalve.com/wp-content/uploads/ioms/LugButterflyIOM.pdf |  | 03/09/17
BF0722 | 6421D030300 |  | 6421 | 6221D03 | 3 | AN | 3 | BUTTERFLY VALVE,LUG,GEAR OPERATOR,DI BODY,316 SS DISC,200 WOG,EPDM LINER,DOUBLE DEAD END | 1456.02 | 19.54 | 1.81 | 6 | 12.3 | 1 |  |  |  | 084738294085 | 08473829408 | https://www.hammondvalve.com/wp-content/uploads/spec-sheets/6200_2-12.pdf | https://www.hammondvalve.com/wp-content/uploads/ioms/LugButterflyIOM.pdf |  | 08/16/16
BF0722 | 6421D030400 |  | 6421 | 6421D03 | 4 | AN | 4 | BUTTERFLY VALVE,LUG,W/GEAR OPERATOR,DI BODY,SS DISC,200 WOG,EPDM LINER,DOUBLE DEAD END | 1718.85 | 23.9 | 2.07 | 7.5 | 12.38 | 1 |  |  |  | 084738294306 | 08473829430 | https://www.hammondvalve.com/wp-content/uploads/spec-sheets/6200_2-12.pdf | https://www.hammondvalve.com/wp-content/uploads/ioms/LugButterflyIOM.pdf |  | 09/19/17
BF0722 | 6421D030600 |  | 6421 | 6421D03 | 6 | AN | 6 | BUTTERFLY VALVE,LUG,GEAR OPERATOR,DI BODY,SS DISC,200 WOG,EPDM LINER,316 SS STEM,DOUBLE DEAD END | 2313.3 | 33.96 | 2.19 | 9.5 | 15.86 | 1 |  |  |  | 084738294092 | 08473829409 | https://www.hammondvalve.com/wp-content/uploads/spec-sheets/6200_2-12.pdf | https://www.hammondvalve.com/wp-content/uploads/ioms/LugButterflyIOM.pdf |  | 08/16/16
BF0722 | 6421D031000 |  | 6421 | 6421D03 | 10 | AN | 10 | BUTTERFLY VALVE,LUG,GEAR OP,DI BODY,SS DISC,200 WOG,EPDM LINER,DOUBLE DEAD END | 4988.4 | 0 | 2.69 | 14.25 | 19.94 | 0 |  |  |  | 084738295587 | 08473829558 | https://www.hammondvalve.com/wp-content/uploads/spec-sheets/6200_2-12.pdf | https://www.hammondvalve.com/wp-content/uploads/ioms/LugButterflyIOM.pdf |  | 05/18/21
BF0722 | 6421D031200 | D | 6421 | 6421D03 | 12 | AN | 12 | BUTTERFLY VALVE,LUG,LEVER,DI BODY,SS DISC,200 WOG,EPDM LINER,DDE | 6500.44 | 0 | 3.06 | 17 | 22.81 | 0 |  |  |  | 084738295570 | 08473829557 | https://www.hammondvalve.com/wp-content/uploads/spec-sheets/6411-00_6411-01_6411-03.pdf | https://www.hammondvalve.com/wp-content/uploads/ioms/LugButterflyIOM.pdf |  | 03/31/21
BF0722 | 6423031000 |  | 642303 | 642303 10 | 10 | AN | 10 | BUTTERFLY VALVE,LUG,GEAR OPERATOR,DI BODY,SS DISC,200 WOG,VITON LINER | 6901.05 | 81.68 | 0 | 0 | 0 | 1 | 22 | 16.625 | 6.75 | 084738116332 | 08473811633 | https://www.hammondvalve.com/wp-content/uploads/spec-sheets/6200_2-12.pdf | https://www.hammondvalve.com/wp-content/uploads/ioms/resilient-seated-butterfly-iom.pdf |  | 01/01/04
BF0722 | 6423031200 |  | 642303 | 642303 12 | 12 | AN | 12 | BUTTERFLY VALVE,LUG,GEAR OPERATOR,DI BODY,SS DISC,200 WOG,VITON LINER | 8878.35 | 0 | 0 | 0 | 0 | 1 | 24.625 | 19 | 6.25 | 084738129752 | 08473812975 | https://www.hammondvalve.com/wp-content/uploads/spec-sheets/6200_2-12.pdf | https://www.hammondvalve.com/wp-content/uploads/ioms/resilient-seated-butterfly-iom.pdf |  | 01/01/04
BF0722 | 6423032000 |  | 642303 | 642303 20 | 20 | AN | 20 | LUG,DUCTILE BODY,316 SS DISC & STEM,VITON SEAT,GEAR W/ HANDWHEEL | 24816.32 | 0 | 0 | 0 | 0 | 1 |  |  |  | 084738129769 | 08473812976 | https://www.hammondvalve.com/wp-content/uploads/spec-sheets/6200_14-24.pdf | https://www.hammondvalve.com/wp-content/uploads/ioms/resilient-seated-butterfly-iom.pdf |  | 01/01/04
BF0722 | 6428010200 |  | 6428 | 642801 | 2 | AN | 2 | BUTTERFLY VALVE,LUG,LEVER HANDLE,DI BODY,SS DISC,200 WOG,TEFLON LINER | 2192.71 | 9.8 | 1.69 | 4.75 | 9.69 | 1 | 11.25 | 5.875 | 4.125 | 084738287926 | 08473828792 | https://www.hammondvalve.com/wp-content/uploads/spec-sheets/6200_2-12.pdf | https://www.hammondvalve.com/wp-content/uploads/ioms/resilient-seated-butterfly-iom.pdf |  | 05/23/07
BF0722 | 6428010212 |  | 6428 | 642801 | 2 1/2 | AN | 2.5 | BUTTERFLY VALVE,LUG,LEVER HANDLE,DI BODY,SS DISC,200 WOG,TEFLON LINER | 2399.48 | 12 | 1.81 | 5.5 | 10.44 | 1 | 11.25 | 5.875 | 4.125 | 084738285069 | 08473828506 | https://www.hammondvalve.com/wp-content/uploads/spec-sheets/6200_2-12.pdf | https://www.hammondvalve.com/wp-content/uploads/ioms/resilient-seated-butterfly-iom.pdf |  | 07/07/05
BF0722 | 6428030800 |  | 6428 | 642803 | 8 | AN | 8 | BUTTERFLY VALVE,LUG,LEVER HANDLE,DI BODY,SS DISC,200 WOG,TEFLON LINER | 7172.4 | 60.18 | 2.38 | 11.75 | 16.44 | 1 | 20.5 | 13.625 | 6.375 | 084738292043 | 08473829204 | https://www.hammondvalve.com/wp-content/uploads/spec-sheets/6200_2-12.pdf | https://www.hammondvalve.com/wp-content/uploads/ioms/resilient-seated-butterfly-iom.pdf |  | 05/29/12
BF0722 | 6430D010200 |  | 6430 | 6430D01 | 2 | AN | 2 | BUTTERFLY VALVE,LUG,LEVER HANDLE,DI BODY,BRONZE DISC/SS STEM,200 WOG,BUNA LINER,DOUBLE DEAD END | 689.21 | 9.16 | 1.69 | 4.75 | 9.69 | 1 | 11.25 | 5.875 | 4.125 | 084738291572 | 08473829157 | https://www.hammondvalve.com/wp-content/uploads/spec-sheets/6200_2-12.pdf | https://www.hammondvalve.com/wp-content/uploads/ioms/LugButterflyIOM.pdf |  | 03/21/11
BF0722 | 6430D010212 |  | 6430 | 6430D01 | 2 1/2 | AN | 2.5 | BUTTERFLY VALVE,LUG,LEVER HANDLE,DI BODY,BRONZE DISC/SS STEM,200 WOG,BUNA LINER,DOUBLE DEAD END | 689.21 | 11.34 | 1.81 | 5.5 | 10.44 | 1 | 11.25 | 5.875 | 4.125 | 084738291589 | 08473829158 | https://www.hammondvalve.com/wp-content/uploads/spec-sheets/6200_2-12.pdf | https://www.hammondvalve.com/wp-content/uploads/ioms/LugButterflyIOM.pdf |  | 03/21/11
BF0722 | 6430D010300 |  | 6430 | 6430D01 | 3 | AN | 3 | BUTTERFLY VALVE,LUG,LEVER HANDLE,DI BODY,BRONZE DISC/SS STEM,200 WOG,BUNA LINER,DOUBLE DEAD END | 758.16 | 11.59 | 1.81 | 6 | 11.13 | 1 | 11.25 | 5.875 | 4.125 | 084738291596 | 08473829159 | https://www.hammondvalve.com/wp-content/uploads/spec-sheets/6200_2-12.pdf | https://www.hammondvalve.com/wp-content/uploads/ioms/LugButterflyIOM.pdf |  | 03/21/11
BF0722 | 6430D010400 |  | 6430 | 6430D01 | 4 | AN | 4 | BUTTERFLY VALVE,LUG,LEVER HANDLE,DI BODY,BRONZE DISC/SS STEM,200 WOG,BUNA LINER,DOUBLE DEAD END | 986.48 | 18 | 2.07 | 7.5 | 12.38 | 1 | 12.25 | 8.5 | 4.125 | 084738291602 | 08473829160 | https://www.hammondvalve.com/wp-content/uploads/spec-sheets/6200_2-12.pdf | https://www.hammondvalve.com/wp-content/uploads/ioms/LugButterflyIOM.pdf |  | 03/21/11
BF0722 | 6430D010500 |  | 6430 | 6430D01 | 5 | AN | 5 | BUTTERFLY VALVE,LUG,LEVER HANDLE,DI BODY,BRONZE DISC/SS STEM,200 WOG,BUNA LINER,DOUBLE DEAD END | 1365.55 | 21.58 | 2.19 | 8.5 | 13.6 | 1 | 14.5 | 10.5625 | 4 | 084738291619 | 08473829161 | https://www.hammondvalve.com/wp-content/uploads/spec-sheets/6200_2-12.pdf | https://www.hammondvalve.com/wp-content/uploads/ioms/LugButterflyIOM.pdf |  | 03/21/11
BF0722 | 6430D010600 |  | 6430 | 6430D01 | 6 | AN | 6 | BUTTERFLY VALVE,LUG,LEVER HANDLE,DI BODY,BRONZE DISC/SS STEM,200 WOG,BUNA LINER,DOUBLE DEAD END | 1559.44 | 25.92 | 2.19 | 9.5 | 14.69 | 1 | 14.5 | 10.5625 | 4 | 084738291626 | 08473829162 | https://www.hammondvalve.com/wp-content/uploads/spec-sheets/6200_2-12.pdf | https://www.hammondvalve.com/wp-content/uploads/ioms/LugButterflyIOM.pdf |  | 03/21/11
BF0722 | 6430D010800 |  | 6430 | 6430D01 | 8 | AN | 8 | BUTTERFLY VALVE,LUG,LVR LOCK,DI BODY,BRONZE DISC 316 SS STEM,200 WOG,BUNA LINER,DOUBLE DEAD END | 2222.81 | 43 | 2.38 | 11.75 | 15.94 | 1 | 20.5 | 13.625 | 6.375 | 084738291633 | 08473829163 | https://www.hammondvalve.com/wp-content/uploads/spec-sheets/6200_2-12.pdf | https://www.hammondvalve.com/wp-content/uploads/ioms/LugButterflyIOM.pdf |  | 03/21/11
BF0722 | 6430D011000 |  | 6430 | 6430D01 | 10 | AN | 10 | BUTTERFLY VALVE,LUG,LEVER HANDLE,DI BODY,BRONZE DISC/SS STEM,200 WOG,BUNA LINER,DOUBLE DEAD END | 3045.68 | 65.88 | 2.69 | 14.25 | 19.94 | 1 | 22 | 16.625 | 6.75 | 084738292050 | 08473829205 | https://www.hammondvalve.com/wp-content/uploads/spec-sheets/6200_2-12.pdf | https://www.hammondvalve.com/wp-content/uploads/ioms/LugButterflyIOM.pdf |  | 05/29/12
BF0722 | 6430D030400 |  | 6430 | 6430D03 | 4 | AN | 4 | BUTTERFLY VALVE,LUG,GEAR OPERATOR,DI BODY,BRONZE DISC/SS STEM,200 WOG,BUNA LINER,DOUBLE DEAD END | 1520.67 | 24.62 | 2.07 | 7.5 | 13.55 | 1 | 12.25 | 8.5 | 4.125 | 084738291909 | 08473829190 | https://www.hammondvalve.com/wp-content/uploads/spec-sheets/6200_2-12.pdf | https://www.hammondvalve.com/wp-content/uploads/ioms/LugButterflyIOM.pdf |  | 03/19/12
BF0722 | 6430D030600 |  | 6430 | 6430D03 | 6 | AN | 6 | BUTTERFLY VALVE,LUG,GEAR OPERATOR,DI BODY,BRONZE DISC/SS STEM,200 WOG,BUNA LINER,DOUBLE DEAD END | 2085 | 59.8 | 2.19 | 9.5 | 15.86 | 1 | 14.5 | 10.5625 | 4 | 084738291916 | 08473829191 | https://www.hammondvalve.com/wp-content/uploads/spec-sheets/6200_2-12.pdf | https://www.hammondvalve.com/wp-content/uploads/ioms/LugButterflyIOM.pdf |  | 03/19/12
BF0722 | 6430D030800 |  | 6430 | 6430D03 | 8 | AN | 8 | BUTTERFLY VALVE,LUG,GEAR OPERATOR,DI BODY,BRONZE DISC/SS STEM,200 WOG,BUNA LINER,DOUBLE DEAD END | 2856.11 | 55.946 | 2.38 | 11.75 | 18.17 | 1 | 20.5 | 13.625 | 6.375 | 084738291923 | 08473829192 | https://www.hammondvalve.com/wp-content/uploads/spec-sheets/6200_2-12.pdf | https://www.hammondvalve.com/wp-content/uploads/ioms/LugButterflyIOM.pdf |  | 03/19/12
BF0722 | 6430D031000 |  | 6430 | 6430D03 | 10 | AN | 10 | BUTTERFLY VALVE,LUG,GEAR OPERATOR,DI BODY,BRONZE DISC/SS STEM,200 WOG,BUNA LINER,DOUBLE DEAD END | 3665.97 | 80.14 | 2.69 | 14.25 | 21.67 | 1 | 22 | 16.625 | 6.75 | 084738291930 | 08473829193 | https://www.hammondvalve.com/wp-content/uploads/spec-sheets/6200_2-12.pdf | https://www.hammondvalve.com/wp-content/uploads/ioms/LugButterflyIOM.pdf |  | 03/19/12
BF0722 | 6430D031200 |  | 6430 | 6430D03 | 12 | AN | 12 | BUTTERFLY VALVE,LUG,GEAR OPERATOR,DI BODY,BRONZE DISC/SS STEM,200 WOG,BUNA LINER,DOUBLE DEAD END | 5109 | 103.15 | 3.06 | 17 | 24.54 | 1 | 24.625 | 19 | 6.25 | 084738291947 | 08473829194 | https://www.hammondvalve.com/wp-content/uploads/spec-sheets/6200_2-12.pdf | https://www.hammondvalve.com/wp-content/uploads/ioms/LugButterflyIOM.pdf |  | 03/19/12
BF0722 | 6431D031000 |  | 6431 | 6431D03 | 10 | AN | 10 | BUTTERFLY VALVE,LUG,GEAR,DI BODY,ALMN/BRNZ,W/SS DISC,200 WOG,EPDM LINER,DDE,NSF/ANSI 372 & 61 | 3665.97 | 0 | 2.69 | 14.25 | 21.67 | 1 |  |  |  | 084738295532 | 08473829553 | https://www.hammondvalve.com/wp-content/uploads/spec-sheets/6411-00_6411-01_6411-03.pdf | https://www.hammondvalve.com/wp-content/uploads/ioms/LugButterflyIOM.pdf |  | 10/29/20
BF0722 | 6431D031200 |  | 6431 | 6431D03 | 12 | AN | 12 | BUTTERFLY VALVE,LUG,GEAR OPERATOR,DI BODY,ALMN/BRNZ SS DISC,200 WOG,EPDM LINER,DOUBLE DEAD END | 5109 | 0 | 3.06 | 17 | 24.54 | 1 |  |  |  | 084738295549 | 08473829554 | https://www.hammondvalve.com/wp-content/uploads/spec-sheets/6200_2-12.pdf | https://www.hammondvalve.com/wp-content/uploads/ioms/LugButterflyIOM.pdf |  | 10/30/20
BF0722 | 6436010300 |  | 6436 | 643601 | 3 | AN | 3 | BUTTERFLY VALVE,LUG,LEVER HANDLE,DI BODY,ALMN/BRONZE DISC,316 SS STEM,200 WOG,WHITE NEOPRENE LINER | 964.95 | 0 | 1.81 | 6 | 11.13 | 1 | 11.25 | 5.875 | 4.125 | 084738293101 | 08473829310 | https://www.hammondvalve.com/wp-content/uploads/spec-sheets/6411-00_6411-01_6411-03.pdf | https://www.hammondvalve.com/wp-content/uploads/ioms/resilient-seated-butterfly-iom.pdf |  | 06/11/07
BF0722 | 6620010400 |  | 6620 | 662001 | 4 | AN | 4 | BUTTERFLY VALVE,WAFER,LEVER HANDLE,DI BODY,SS DISC,200 WOG,BUNA LINER | 1343.96 | 13.276 | 2.07 | 7.5 | 12.38 | 1 | 12.25 | 8.5 | 4.125 | 084738291169 | 08473829116 | https://www.hammondvalve.com/wp-content/uploads/spec-sheets/6100_2-12.pdf | https://www.hammondvalve.com/wp-content/uploads/ioms/resilient-seated-butterfly-iom.pdf |  | 02/17/10
BF0722 | 6710010200 |  | 671001 | 671001 | 2 | AN | 2 | BUTTERFLY VALVE,LUG,LEVER HANDLE,CI BODY,ALMN/BRNZ DISC,200 WOG,BUNA LINER,EPOXY CTD BODY | 801.24 | 9.6 | 0 | 0 | 0 | 1 | 11.25 | 5.875 | 4.125 | 084738286776 | 08473828677 |  | https://www.hammondvalve.com/wp-content/uploads/ioms/resilient-seated-butterfly-iom.pdf |  | 05/11/06
BF0722 | 6711010212 |  | 6711 | 671101 | 2 1/2 | AN | 2.5 | BUTTERFLY VALVE,LUG,LEVER HANDLE,CI BODY,ALMN/BRNZ DISC,200 WOG,EPDM LINER,EPOXY CTD BODY | 801.24 | 13.8 | 1.81 | 5.5 | 10.44 | 1 | 11.25 | 5.875 | 4.125 | 084738289357 | 08473828935 | https://www.hammondvalve.com/wp-content/uploads/spec-sheets/6200_2-12.pdf | https://www.hammondvalve.com/wp-content/uploads/ioms/resilient-seated-butterfly-iom.pdf |  | 07/31/09
BF0722 | 6711010300 |  | 6711 | 671101 | 3 | AN | 3 | BUTTERFLY VALVE,LUG,LEVER HANDLE,CI BODY,ALMN/BRNZ DISC,200 WOG,EPDM LINER,EPOXY CTD BODY | 900.3 | 0 | 1.81 | 6 | 11.13 | 1 | 11.25 | 5.875 | 4.125 | 084738289364 | 08473828936 | https://www.hammondvalve.com/wp-content/uploads/spec-sheets/6200_2-12.pdf | https://www.hammondvalve.com/wp-content/uploads/ioms/resilient-seated-butterfly-iom.pdf |  | 07/31/09
BF0722 | 6720030500 |  | 6720 | 672003 | 5 | AN | 5 | BUTTERFLY VALVE,LUG,GEAR OPERATOR,CI BODY,SS DISC,200 WOG,BUNA LINER,EPOXY CTD BODY | 1907.05 | 0 | 2.19 | 8.5 | 14.77 | 1 | 14.5 | 10.5625 | 4 | 084738288893 | 08473828889 | https://www.hammondvalve.com/wp-content/uploads/spec-sheets/6200_2-12.pdf | https://www.hammondvalve.com/wp-content/uploads/ioms/resilient-seated-butterfly-iom.pdf |  | 05/29/09
BF0722 | 6721000800 |  | 6721 | 672100 | 8 | AN | 8 | BUTTERFLY VALVE,LUG,BARE STEM,CI BODY,SS DISC,200 WOG,EPDM LINER,EPOXY CTD BODY | 2924.9 | 0 | 2.38 | 11.75 | 15.94 | 1 | 20.5 | 13.625 | 6.375 | 084738287988 | 08473828798 | https://www.hammondvalve.com/wp-content/uploads/spec-sheets/6200_2-12.pdf | https://www.hammondvalve.com/wp-content/uploads/ioms/resilient-seated-butterfly-iom.pdf |  | 07/11/07
BF0722 | 6721010200 |  | 6721 | 672101 | 2 | AN | 2 | BUTTERFLY VALVE,LUG,LEVER HANDLE,CI BODY,SS DISC,200 WOG,EPDM LINER,EPOXY CTD BODY | 960.7 | 12.45 | 1.69 | 4.75 | 9.69 | 1 | 11.25 | 5.875 | 4.125 | 084738288695 | 08473828869 | https://www.hammondvalve.com/wp-content/uploads/spec-sheets/6200_2-12.pdf | https://www.hammondvalve.com/wp-content/uploads/ioms/resilient-seated-butterfly-iom.pdf |  | 12/10/08
BF0722 | 6721010300 |  | 6721 | 672101 | 3 | AN | 3 | BUTTERFLY VALVE,LUG,LEVER HANDLE,CI BODY,SS DISC,200 WOG,EPDM LINER,EPOXY CTD BODY | 1167.39 | 12.45 | 1.81 | 6 | 11.13 | 1 | 11.25 | 5.875 | 4.125 | 084738288671 | 08473828867 | https://www.hammondvalve.com/wp-content/uploads/spec-sheets/6200_2-12.pdf | https://www.hammondvalve.com/wp-content/uploads/ioms/resilient-seated-butterfly-iom.pdf |  | 12/03/08
BF0722 | 6721010800 |  | 6721 | 672101 | 8 | AN | 8 | BUTTERFLY VALVE,LUG,LEVER HANDLE,CI BODY,SS DISC,200 WOG,EPDM LINER,EPOXY CTD BODY | 3075.72 | 44.25 | 2.38 | 11.75 | 16.44 | 1 | 0 | 0 | 0 | 084738288688 | 08473828868 | https://www.hammondvalve.com/wp-content/uploads/spec-sheets/6200_2-12.pdf | https://www.hammondvalve.com/wp-content/uploads/ioms/resilient-seated-butterfly-iom.pdf |  | 12/03/08
BF0722 | 6811010800 |  | 6811 | 681101 | 8 | AN | 8 | BUTTERFLY VALVE,WAFER,LEVER HANDLE,DI BODY,ALMN/BRNZ DISC,200 WOG,EPDM LINER | 2476.94 | 33.38 | 2.38 | 11.75 | 16.44 | 1 | 20.5 | 13.625 | 6.375 | 084738291725 | 08473829172 | https://www.hammondvalve.com/wp-content/uploads/spec-sheets/6200_2-12.pdf | https://www.hammondvalve.com/wp-content/uploads/ioms/resilient-seated-butterfly-iom.pdf |  | 09/27/11
BF0722 | 6911010212 |  | 6911 | 691101 | 2 1/2 | AN | 2.5 | BUTTERFLY VALVE,LUG,LEVER HANDLE,DI EPOXY COATED BODY,BRONZE DISC,200 WOG,EPDM LINER | 852.93 | 9.2 | 1.81 | 5.5 | 10.44 | 1 |  |  |  | 084738293828 | 08473829382 | https://www.hammondvalve.com/wp-content/uploads/spec-sheets/6200_2-12.pdf | https://www.hammondvalve.com/wp-content/uploads/ioms/resilient-seated-butterfly-iom.pdf |  | 06/05/15
BF0722 | 6911010300 |  | 6911 | 691101 | 3 | AN | 3 | BUTTERFLY VALVE,LUG,LEVER HANDLE,EPOXY COATED DI BODY,ALMN/BRNZ DISC,200 WOG,EPDM LINER | 973.52 | 13 | 1.81 | 6 | 11.13 | 1 |  |  |  | 084738294139 | 08473829413 | https://www.hammondvalve.com/wp-content/uploads/spec-sheets/6411-00_6411-01_6411-03.pdf | https://www.hammondvalve.com/wp-content/uploads/ioms/resilient-seated-butterfly-iom.pdf |  | 01/31/17
BF0722 | 6911010600 |  | 6911 | 691101 | 6 | AN | 6 | BUTTERFLY VALVE,LUG,LEVER HANDLE,DI BODY,ALUMINUM/BRONZE DSC,200 WOG,EPDM LINER,EPOXY COATED BODY | 1848.04 | 26.1 | 2.19 | 9.5 | 14.69 | 1 |  |  |  | 084738293835 | 08473829383 | https://www.hammondvalve.com/wp-content/uploads/spec-sheets/6200_2-12.pdf | https://www.hammondvalve.com/wp-content/uploads/ioms/resilient-seated-butterfly-iom.pdf |  | 06/05/15
BF0722 | 6913010212 |  | 6913 | 691301 | 2 1/2 | AN | 2.5 | BUTTERFLY VALVE,LUG,LEVER HANDLE,DI EPOXY COATED BODY,ALMN/BRONZE DISC,200 WOG,VITON LINER | 1374.11 | 0 | 1.81 | 5.5 | 10.44 | 1 | 11.25 | 5.875 | 4.125 | 084738292937 | 08473829293 | https://www.hammondvalve.com/wp-content/uploads/spec-sheets/6200_2-12.pdf | https://www.hammondvalve.com/wp-content/uploads/ioms/resilient-seated-butterfly-iom.pdf |  | 12/16/13
BF0722 | 6913010300 |  | 6913 | 691301 | 3 | AN | 3 | BUTTERFLY VALVE,LUG,LEVER HANDLE,DI EPOXY COATED BODY,ALMN/BRONZE DISC,200 WOG,VITON LINER | 1494.73 | 0 | 1.81 | 6 | 11.13 | 1 | 11.25 | 5.875 | 4.125 | 084738292944 | 08473829294 | https://www.hammondvalve.com/wp-content/uploads/spec-sheets/6200_2-12.pdf | https://www.hammondvalve.com/wp-content/uploads/ioms/resilient-seated-butterfly-iom.pdf |  | 12/16/13
BF0722 | 6913010400 |  | 6913 | 691301 | 4 | AN | 4 | BUTTERFLY VALVE,LUG,LEVER HANDLE,DI EPOXY COATED BODY,ALMN/BRONZE DISC,200 WOG,VITON LINER | 1744.67 | 0 | 2.07 | 7.5 | 12.38 | 1 | 12.25 | 8.5 | 4.125 | 084738292951 | 08473829295 | https://www.hammondvalve.com/wp-content/uploads/spec-sheets/6200_2-12.pdf | https://www.hammondvalve.com/wp-content/uploads/ioms/resilient-seated-butterfly-iom.pdf |  | 12/16/13
BF0722 | 6913010500 |  | 6913 | 691301 | 5 | AN | 5 | BUTTERFLY VALVE,LUG,LEVER HANDLE,DI EPOXY COATED BODY,ALMN/BRONZE DISC,200 WOG,VITON LINER | 2571.77 | 0 | 2.19 | 8.5 | 13.6 | 1 | 14.5 | 10.5625 | 4 | 084738292968 | 08473829296 | https://www.hammondvalve.com/wp-content/uploads/spec-sheets/6200_2-12.pdf | https://www.hammondvalve.com/wp-content/uploads/ioms/resilient-seated-butterfly-iom.pdf |  | 12/16/13
BF0722 | 6913010600 |  | 6913 | 691301 | 6 | AN | 6 | BUTTERFLY VALVE,LUG,LEVER HANDLE,DI EPOXY COATED BODY,ALMN/BRONZE DISC,200 WOG,VITON LINER | 2787.12 | 0 | 2.19 | 9.5 | 14.69 | 1 | 14.5 | 10.5625 | 4 | 084738292975 | 08473829297 | https://www.hammondvalve.com/wp-content/uploads/spec-sheets/6200_2-12.pdf | https://www.hammondvalve.com/wp-content/uploads/ioms/resilient-seated-butterfly-iom.pdf |  | 12/16/13
BF0722 | 6921010600 |  | 6921 | 692101 | 6 | AN | 6 | BUTTERFLY VALVE,LUG,LEVER HANDLE,DI BODY,SS DISC,200 WOG,EPDM LINER,EPOXY COATED BODY | 2218.47 | 0 | 2.19 | 9.5 | 14.69 | 1 | 14.5 | 10.5625 | 4 | 084738291763 | 08473829176 | https://www.hammondvalve.com/wp-content/uploads/spec-sheets/6200_2-12.pdf | https://www.hammondvalve.com/wp-content/uploads/ioms/resilient-seated-butterfly-iom.pdf |  | 12/02/11
BF0722 | 6921010800 |  | 6921 | 692101 | 8 | AN | 8 | BUTTERFLY VALVE,LUG,LEVER HANDLE,DI BODY,SS DISC,200 WOG,EPDM LINER,EPOXY COATED BODY | 3217.84 | 0 | 2.38 | 11.75 | 16.44 | 1 | 20.5 | 13.625 | 6.375 | 084738291770 | 08473829177 | https://www.hammondvalve.com/wp-content/uploads/spec-sheets/6200_2-12.pdf | https://www.hammondvalve.com/wp-content/uploads/ioms/resilient-seated-butterfly-iom.pdf |  | 12/02/11
BF0722 | 6921011000 |  | 6921 | 692101 | 10 | AN | 10 | BUTTERFLY VALVE,LUG,LEVER HANDLE,DI BODY,SS DISC,200 WOG,EPDM LINER,EPOXY COATED BODY | 4958.29 | 0 | 2.69 | 14.25 | 19.94 | 1 | 22 | 16.625 | 6.75 | 084738291787 | 08473829178 | https://www.hammondvalve.com/wp-content/uploads/spec-sheets/6200_2-12.pdf | https://www.hammondvalve.com/wp-content/uploads/ioms/resilient-seated-butterfly-iom.pdf |  | 12/02/11
BF0722 | 6923010212 |  | 6923 | 692301 | 2 1/2 | AN | 2.5 | BUTTERFLY VALVE,LUG,LEVER HANDLE,DI BODY,SS DISC,200 WOG,VITON LINER,EPOXY COATED BODY | 1533.56 | 10.068 | 1.81 | 5.5 | 10.44 | 1 | 11.25 | 5.875 | 4.125 | 084738292982 | 08473829298 | https://www.hammondvalve.com/wp-content/uploads/spec-sheets/6200_2-12.pdf | https://www.hammondvalve.com/wp-content/uploads/ioms/resilient-seated-butterfly-iom.pdf |  | 01/02/14
BF0722 | 6923010300 |  | 6923 | 692301 | 3 | AN | 3 | BUTTERFLY VALVE,LUG,LEVER HANDLE,DI BODY,SS DISC,200 WOG,VITON LINER,EPOXY COATED BODY | 1761.87 | 11.374 | 1.81 | 6 | 11.13 | 1 | 11.25 | 5.875 | 4.125 | 084738292999 | 08473829299 | https://www.hammondvalve.com/wp-content/uploads/spec-sheets/6200_2-12.pdf | https://www.hammondvalve.com/wp-content/uploads/ioms/resilient-seated-butterfly-iom.pdf |  | 01/02/14
BF0722 | 6923010400 |  | 6923 | 692301 | 4 | AN | 4 | BUTTERFLY VALVE,LUG,LEVER HANDLE,DI BODY,SS DISC,200 WOG,VITON LINER,EPOXY COATED BODY | 2140.91 | 0 | 2.07 | 7.5 | 12.38 | 1 | 12.25 | 8.5 | 4.125 | 084738293002 | 08473829300 | https://www.hammondvalve.com/wp-content/uploads/spec-sheets/6200_2-12.pdf | https://www.hammondvalve.com/wp-content/uploads/ioms/resilient-seated-butterfly-iom.pdf |  | 01/02/14
BF0722 | 6923010600 |  | 6913 | 691301 | 6 | AN | 6 | BUTTERFLY VALVE,LUG,LEVER HANDLE,DI BODY,SS DISC,200 WOG,VITON LINER,EPOXY COATED BODY | 3157.54 | 26.1 | 2.19 | 9.5 | 14.69 | 1 | 14.5 | 10.5625 | 4 | 084738293019 | 08473829301 | https://www.hammondvalve.com/wp-content/uploads/spec-sheets/6200_2-12.pdf | https://www.hammondvalve.com/wp-content/uploads/ioms/resilient-seated-butterfly-iom.pdf |  | 01/02/14
BF0722 | 6930010200 |  | 6930 | 693001 | 2 | AN | 2 | BUTTERFLY VALVE,LUG,EPOXY COATED DI BODY,LEVER HANDLE,BRONZE DISC,SS STEM,200 WOG,BUNA LINER | 934.74 | 8.6 | 1.69 | 4.75 | 9.69 | 1 |  |  |  | 084738293965 | 08473829396 | https://www.hammondvalve.com/wp-content/uploads/spec-sheets/6200_2-12.pdf | https://www.hammondvalve.com/wp-content/uploads/ioms/resilient-seated-butterfly-iom.pdf |  | 04/05/16
BF0722 | 6930010212 |  | 6930 | 693001 | 2 1/2 | AN | 2.5 | BUTTERFLY VALVE,LUG,LEVER HANDLE,DI EPOXY COATED BODY,BRONZE DISC,SS STEM,200 WOG,BUNA LINER | 934.74 | 0 | 1.81 | 5.5 | 10.44 | 1 |  |  |  | 084738294023 | 08473829402 | https://www.hammondvalve.com/wp-content/uploads/spec-sheets/6200_2-12.pdf | https://www.hammondvalve.com/wp-content/uploads/ioms/resilient-seated-butterfly-iom.pdf |  | 05/04/16
BF0722 | 6930010300 |  | 6930 | 693001 | 3 | AN | 3 | BUTTERFLY VALVE,LUG,LEVER HANDLE,DI EPOXY COATED BODY,BRONZE DISC,SS STEM,200 WOG,BUNA LINER | 1064.03 | 0 | 1.81 | 6 | 11.13 | 1 |  |  |  | 084738294030 | 08473829403 | https://www.hammondvalve.com/wp-content/uploads/spec-sheets/6200_2-12.pdf | https://www.hammondvalve.com/wp-content/uploads/ioms/resilient-seated-butterfly-iom.pdf |  | 05/04/16
BF0722 | 6930010400 |  | 6930 | 693001 | 4 | AN | 4 | BUTTERFLY VALVE,LUG,LEVER HANDLE,DI EPOXY COATED BODY,BRONZE DISC/316 SS STEM,200 WOG,BUNA LINER | 1313.84 | 0 | 2.07 | 7.5 | 11.25 | 1 |  |  |  | 084738294047 | 08473829404 | https://www.hammondvalve.com/wp-content/uploads/spec-sheets/6200_2-12.pdf | https://www.hammondvalve.com/wp-content/uploads/ioms/resilient-seated-butterfly-iom.pdf |  | 05/04/16
BF0722 | 6930010600 |  | 6930 | 693001 | 6 | AN | 6 | BUTTERFLY VALVE,LUG,LEVER HANDLE,DI EPOXY COATED BODY,BRONZE DISC/316 SS STEM,200 WOG,BUNA LINER | 1994.53 | 0 | 2.19 | 9.5 | 13.56 | 1 |  |  |  | 084738294054 | 08473829405 | https://www.hammondvalve.com/wp-content/uploads/spec-sheets/6200_2-12.pdf | https://www.hammondvalve.com/wp-content/uploads/ioms/resilient-seated-butterfly-iom.pdf |  | 05/04/16
BF0722 | 6930030400 |  | 6930 | 693003 | 4 | AN | 4 | BUTTERFLY VALVE,LUG,GEAR OPERATOR,DI EPOXY COATED BODY,BRONZE DISC/316 SS STEM,200 WOG,BUNA LINER | 1847.98 | 23 | 2.07 | 7.5 | 11.25 | 1 | 12.25 | 8.5 | 4.125 | 084738284109 | 08473828410 | https://www.hammondvalve.com/wp-content/uploads/spec-sheets/6200_2-12.pdf | https://www.hammondvalve.com/wp-content/uploads/ioms/resilient-seated-butterfly-iom.pdf |  | 09/16/04
BF0722 | 6930030600 |  | 6930 | 693003 | 6 | AN | 6 | BUTTERFLY VALVE,LUG,GEAR OPERATOR,DI EPOXY COATED BODY,BRONZE DISC/316 SS STEM,200 WOG,BUNA LINER | 2520.06 | 0 | 2.19 | 9.5 | 13.56 | 1 | 14.5 | 10.5625 | 4 | 084738284116 | 08473828411 | https://www.hammondvalve.com/wp-content/uploads/spec-sheets/6200_2-12.pdf | https://www.hammondvalve.com/wp-content/uploads/ioms/resilient-seated-butterfly-iom.pdf |  | 09/16/04
BF0722 | 6930030800 |  | 6930 | 693003 | 8 | AN | 8 | BUTTERFLY VALVE,LUG,GEAR OPERATOR,DI EPOXY COATED BODY,BRONZE DISC/316 SS STEM,200 WOG,BUNA LINER | 3338.54 | 0 | 2.38 | 11.75 | 15.94 | 1 | 20.5 | 13.625 | 6.375 | 084738284123 | 08473828412 | https://www.hammondvalve.com/wp-content/uploads/spec-sheets/6200_2-12.pdf | https://www.hammondvalve.com/wp-content/uploads/ioms/resilient-seated-butterfly-iom.pdf |  | 09/16/04
BF0722 | 6930031200 |  | 6930 | 693003 | 12 | AN | 12 | BUTTERFLY VALVE,LUG,GEAR OPERATOR,DI EPOXY COATED BODY,BRONZE DISC/316 SS STEM,200 WOG,BUNA LINER | 5914.49 | 0 | 3.06 | 17 | 21.31 | 1 | 24.625 | 19 | 6.25 | 084738284130 | 08473828413 | https://www.hammondvalve.com/wp-content/uploads/spec-sheets/6200_2-12.pdf | https://www.hammondvalve.com/wp-content/uploads/ioms/resilient-seated-butterfly-iom.pdf |  | 09/16/04
BF0722 | 6931010212 |  | 6931 | 693101 | 2 1/2 | AN | 2.5 | BUTTERFLY VALVE,LUG,LEVER HANDLE,DI EPOXY COATED BODY,BRONZE DISC,SS STEM,200 WOG,EPDM LINER | 934.74 | 12.02 | 1.81 | 5.5 | 10.44 | 1 |  |  |  | 084738293989 | 08473829398 | https://www.hammondvalve.com/wp-content/uploads/spec-sheets/6200_2-12.pdf | https://www.hammondvalve.com/wp-content/uploads/ioms/resilient-seated-butterfly-iom.pdf |  | 04/22/16
BF0722 | 6931010300 |  | 6931 | 693101 | 3 | AN | 3 | BUTTERFLY VALVE,LUG,LEVER HANDLE,DI EPOXY COATED BODY,BRONZE DISC,SS STEM,200 WOG,EPDM LINER | 1064.03 | 13 | 1.81 | 6 | 11.13 | 1 |  |  |  | 084738293996 | 08473829399 | https://www.hammondvalve.com/wp-content/uploads/spec-sheets/6200_2-12.pdf | https://www.hammondvalve.com/wp-content/uploads/ioms/resilient-seated-butterfly-iom.pdf |  | 04/22/16
BF0722 | 8661 - J -940 |  | 8661 - J -940 | 8661J940 |  | 79 | 0 | MEM STOP KIT 2-6 INCH, M-SERIES & C-SERIES BUTTERFLY VALVE | 17.01 | 0.22 | 3.001 | 2.031 | 0.1196 | 1 |  |  |  | 697988720541 | 69798872054 |  |  |  | 01/01/04
BF0722 | 8661 - U -940 |  | 8661 - U -940 | 8661U940 |  | 79 | 0 | MEM STOP KIT 8-12 INCH, M-SERIES & C-SERIES BUTTERFLY VALVE | 18.14 | 0.5 | 4.125 | 3.063 | 0.1196 | 1 |  |  |  | 697988720558 | 69798872055 |  |  |  | 01/01/04
BF0722 | 8687 - LC-940 |  | 8687 - LC-940 | 8687LC940 |  | 79 | 0 | LEVER HANDLE KIT 10 POSITION 2" - 3" | 99.74 | 2.3 | 0 | 0 | 0 | 1 |  |  |  | 697988553378 | 69798855337 |  |  |  | 01/01/04
BF0722 | 8687 - RC-940 |  | 8687 - RC-940 | 8687RC940 |  | 79 | 0 | LEVER HANDLE KIT 10 POSITION 4" - 5" | 131.59 | 2.542 | 0 | 0 | 0 | 1 |  |  |  | 697988553385 | 69798855338 |  |  |  | 01/01/04
BF0722 | 8687 - SC-940 |  | 8687 - SC-940 | 8687SC940 |  | 79 | 0 | LEVER HANDLE KIT 10 POSITION 6" | 136.13 | 2.56 | 0 | 0 | 0 | 1 |  |  |  | 697988553392 | 69798855339 |  |  |  | 01/01/04
BF0722 | 8687 - UC-940 |  | 8687 - UC-940 | 8687UC940 |  | 79 | 0 | LEVER HANDLE KIT 10 POSITION 8" | 158.72 | 4.54 | 0 | 0 | 0 | 1 |  |  |  | 697988553408 | 69798855340 |  |  |  | 01/01/04
BF0722 | 8687 - WC-940 |  | 8687 - WC-940 | 8687WC940 |  | 79 | 0 | LEVER HANDLE KIT 10 POSITION 10" - 12" | 163.32 | 4.636 | 0 | 0 | 0 | 1 |  |  |  | 697988553415 | 69798855341 |  |  |  | 01/01/04
BF0722 | ARG1-0 |  | ARG | ARG10 | 1 | 79 | 0 | CHAIN WHEEL OPERATOR AND GUIDE FITS HANDWHEEL DIAMETERS 4.25"- 5.75",FOR BUTTERFLY VALVES | 650.7 | 1.86 | 0 | 0 | 0 | 1 |  |  |  | 697988651333 | 69798865133 |  |  |  | 08/19/08
BF0722 | ARG1-5 |  | ARG | ARG15 |  | 79 | 0 | CHAIN WHEEL OPERATOR AND GUIDE FITS HANDWHEEL DIAMETERS 6.00"- 7.50",FOR BUTTERFLY VALVES | 650.7 | 2.54 | 0 | 0 | 0 | 1 |  |  |  | 697988552241 | 69798855224 |  |  |  | 01/01/04
BF0722 | ARG2-0 |  | ARG | ARG20 |  | 79 | 0 | CHAIN WHEEL OPERATOR AND GUIDE FITS HANDWHEEL DIAMETERS 7.75"- 9.00",FOR BUTTERFLY VALVES | 752.99 | 9.36 | 9 | 1.125 | 10.5 | 1 |  |  |  | 697988552258 | 69798855225 |  |  |  | 01/01/04
BF0722 | ARG2-5 |  | ARG | ARG25 |  | 79 | 0 | CHAIN WHEEL OPERATOR AND GUIDE FITS HANDWHEEL DIAMETERS 9.25"- 12.50",FOR BUTTERFLY VALVES | 912.66 | 5.76 | 0 | 0 | 0 | 1 |  |  |  | 697988552265 | 69798855226 |  |  |  | 01/01/04
BF0722 | ARG3-0 |  | ARG | ARG30 |  | 79 | 0 | CHAIN WHEEL OPERATOR AND GUIDE FITS HANDWHEEL DIAMETERS 12.75"-15.50",FOR BVF | 1954.59 | 18 | 0 | 0 | 0 | 1 |  |  |  | 697988675919 | 69798867591 |  |  |  | 01/01/04
BF0722 | ARG3-5 |  | ARG | ARG35 |  | 79 | 0 | CHAIN WHEEL OPERATOR AND GUIDE FITS HANDWHEEL 15.75"-19.0"HW | 1954.59 | 11.28 | 0 | 0 | 0 | 1 |  |  |  | 697988552272 | 69798855227 |  |  |  | 01/01/04
BF0722 | HWCR0180-01 |  | HWCR0180 | HWCR018001 |  | 79 | 0 | PIN,HANDWHEEL,9.6X45mm FOR GEAR OPERATED BUTTERFLY VALVES SIZES 18"-24" | 3.38 | 0.06 | 0.1575 | 1.1811 | 0 | 1 |  |  |  | 697988714953 | 69798871495 |  | https://www.milwaukeevalve.com/wp-content/uploads/ioms/resilient-seated-butterfly-iom.pdf |  | 06/19/08
BF0722 | HWCR0600-01 |  | HWCR0600 | HWCR060001 |  | 79 | 0 | PIN,HANDWHEEL,4X30mm,FOR GEAR OPERATED BUTTERFLY VALVES SIZES 2" - 6" | 1.67 | 0.01 | 0.1575 | 1.1811 | 0 | 1 |  |  |  | 697988714960 | 69798871496 |  | https://www.milwaukeevalve.com/wp-content/uploads/ioms/resilient-seated-butterfly-iom.pdf |  | 06/19/08
BF0722 | HWCR0900-01 |  | HWCR0900 | HWCR090001 |  | 79 | 0 | PIN,HANDWHEEL,4.8X30mm,FOR GEAR OPERATED BUTTERFLY VALVES SIZES 8" - 16" | 2.53 | 0.01 | 1.1811 | 0.1889 | 0 | 1 |  |  |  | 697988714977 | 69798871497 |  | https://www.milwaukeevalve.com/wp-content/uploads/ioms/resilient-seated-butterfly-iom.pdf |  | 06/19/08
BF0722 | HWCR0900N |  | HWCR0900N | HWCR0900N |  | 79 | 0 | HANDWHEEL,BUTTERFLY VALVE,8" - 12" | 486.79 | 4.4 | 0 | 0 | 0 | 1 |  |  |  | 697988651371 | 69798865137 |  | https://www.milwaukeevalve.com/wp-content/uploads/ioms/resilient-seated-butterfly-iom.pdf |  | 08/01/06
BF0722 | K8115-24N - S |  | K8115-24N-S | K811524NS |  | 79 | 0 | GEAR WITH HANDWHEEL 6" | 713.47 | 9.726 | 10.9 | 4.2 | 2.3 | 1 |  |  |  | 697988651425 | 69798865142 |  |  |  | 08/24/07
BF0722 | K8115-30N - U |  | K8115-30N-U | K811530NU |  | 79 | 0 | GEAR WITH HANDWHEEL 8" | 848.68 | 21.124 | 11.52 | 5.38 | 2.38 | 1 |  |  |  | 697988651432 | 69798865143 |  |  |  | 08/24/07
BF0722 | K8115-30N - W |  | K8115-30N-W | K811530NW |  | 79 | 0 | GEAR WITH HANDWHEEL 10" - 12" | 848.68 | 21.18 | 10.52 | 5.38 | 2.38 | 1 |  |  |  | 697988651449 | 69798865144 |  |  |  | 08/24/07
BF0722 | R4-0-C-746 |  | R4/0 - C -746 | R40C746 |  | 79 | 0 | CHAIN,4/0 LOCKLINK STEEL | 19.72 | 0.32 | 0 | 0 | 0 | 1 |  |  |  | 697988032668 | 69798803266 |  |  |  | 01/01/04
BF0722 | R4-0-ML-746 |  | R4/0 - ML-746 | R40ML746 |  | 79 | 0 | MASTER LINK CONNECTOR FOR 4/0 CHAIN | 91.69 | 0.06 | 0 | 0 | 0 | 1 |  |  |  | 697988651203 | 69798865120 |  |  |  | 01/01/04
BF0722 | UPGG-245E-200 |  | UPGG-245E | UPGG-245E | 2 | 7G | 2 | GROOVED BUTTERFLY VALVE,LEVER HANDLE,NSF 61 | 657.49 | 6.741 | 3.33 | 2.89 | 8.45 | 1 |  |  |  | 697988741164 | 69798874116 | https://www.milwaukeevalve.com/wp-content/uploads/UPGG245E.pdf |  |  | 05/14/20
BF0722 | UPGG-245E-212 |  | UPGG-245E | UPGG-245E | 2 1/2 | 7G | 2.5 | GROOVED BUTTERFLY VALVE,LEVER HANDLE,NSF 61 | 806.44 | 7.425 | 3.85 | 3.46 | 11.29 | 1 |  |  |  | 697988741171 | 69798874117 | https://www.milwaukeevalve.com/wp-content/uploads/UPGG245E.pdf |  |  | 05/14/20
BF0722 | UPGG-245E-300 |  | UPGG-245E | UPGG-245E | 3 | 7G | 3 | GROOVED BUTTERFLY VALVE,LEVER HANDLE,NSF 61 | 847.6 | 8.681 | 3.85 | 3.97 | 11.83 | 1 |  |  |  | 697988741188 | 69798874118 | https://www.milwaukeevalve.com/wp-content/uploads/UPGG245E.pdf |  |  | 05/14/20
BF0722 | UPGG-245E-400 |  | UPGG-245E | UPGG-245E | 4 | 7G | 4 | GROOVED BUTTERFLY VALVE,LEVER HANDLE,NSF 61 | 1087.61 | 12.215 | 4.56 | 5.03 | 14.24 | 1 |  |  |  | 697988741195 | 69798874119 | https://www.milwaukeevalve.com/wp-content/uploads/UPGG245E.pdf |  |  | 05/14/20
BF0722 | UPGG-245E-500 |  | UPGG-245E | UPGG-245E | 5 | 7G | 5 | GROOVED BUTTERFLY VALVE,LEVER HANDLE,NSF 61 | 1825.47 | 17.26 | 5.86 | 6.27 | 16.53 | 1 |  |  |  | 697988741201 | 69798874120 | https://www.milwaukeevalve.com/wp-content/uploads/UPGG245E.pdf |  |  | 05/14/20
BF0722 | UPGG-245E-600 |  | UPGG-245E | UPGG-245E | 6 | 7G | 6 | GROOVED BUTTERFLY VALVE,LEVER HANDLE,NSF 61 | 2075.06 | 27.359 | 5.86 | 7.25 | 18.9 | 1 |  |  |  | 697988741218 | 69798874121 | https://www.milwaukeevalve.com/wp-content/uploads/UPGG245E.pdf |  |  | 05/14/20
BF0722 | UPGG-245E-800 |  | UPGG-245E | UPGG-245E | 8 | 7G | 8 | GROOVED BUTTERFLY VALVE,LEVER HANDLE,NSF 61 | 2637.39 | 35.521 | 5.26 | 9.25 | 20.18 | 1 |  |  |  | 697988741225 | 69798874122 | https://www.milwaukeevalve.com/wp-content/uploads/UPGG245E.pdf |  |  | 05/14/20
BF0722 | UPGG-345E-1000 |  | UPGG-345E | UPGG-345E | 10 | 7G | 10 | GROOVED BUTTERFLY VALVE,GEAR OP HANDLE,NSF 61 | 5186.98 | 0 | 6.29 | 11.25 | 20.18 | 1 |  |  |  | 697988743892 | 69798874389 |  |  |  | 09/16/20
BF0722 | UPGG-345E-200 |  | UPGG-345E | UPGG-345E | 2 | 7G | 2 | GROOVED BUTTERFLY VALVE,GEAR OP HANDLE,NSF 61 | 1270.01 | 0 | 3.33 | 2.89 | 8.45 | 0 |  |  |  | 697988743823 | 69798874382 |  |  |  | 09/16/20
BF0722 | UPGG-345E-212 |  | UPGG-345E | UPGG-345E | 2 1/2 | 7G | 2.5 | GROOVED BUTTERFLY VALVE,GEAR OP HANDLE,NSF 61 | 1448.31 | 0 | 3.85 | 3.46 | 11.29 | 0 |  |  |  | 697988743830 | 69798874383 |  |  |  | 09/16/20
BF0722 | UPGG-345E-300 |  | UPGG-345E | UPGG-345E | 3 | 7G | 3 | GROOVED BUTTERFLY VALVE,GEAR OP HANDLE,NSF 61 | 1482.57 | 0 | 3.85 | 3.97 | 11.83 | 0 |  |  |  | 697988743847 | 69798874384 |  |  |  | 09/16/20
BF0722 | UPGG-345E-400 |  | UPGG-345E | UPGG-345E | 4 | 7G | 4 | GROOVED BUTTERFLY VALVE,GEAR OP HANDLE,NSF 61 | 1722.6 | 0 | 4.56 | 5.03 | 14.24 | 1 |  |  |  | 697988743854 | 69798874385 |  |  |  | 09/16/20
BF0722 | UPGG-345E-500 |  | UPGG-345E | UPGG-345E | 5 | 7G | 5 | GROOVED BUTTERFLY VALVE,GEAR OP HANDLE,NSF 61 | 2508.46 | 0 | 5.86 | 6.27 | 16.53 | 0 |  |  |  | 697988743861 | 69798874386 |  |  |  | 09/16/20
BF0722 | UPGG-345E-600 |  | UPGG-345E | UPGG-345E | 6 | 7G | 6 | GROOVED BUTTERFLY VALVE,GEAR OP HANDLE,NSF 61 | 3002.19 | 0 | 5.86 | 7.25 | 18.9 | 1 |  |  |  | 697988743878 | 69798874387 |  |  |  | 09/16/20
BF0722 | UPGG-345E-800 |  | UPGG-345E | UPGG-345E | 8 | 7G | 8 | GROOVED BUTTERFLY VALVE,GEAR OP HANDLE,NSF 61 | 3472.62 | 46.74 | 5.26 | 9.25 | 20.18 | 1 |  |  |  | 697988743885 | 69798874388 |  |  |  | 09/16/20
BV0722 | 0000025777B | B | 25777 | 25777 |  | AG | 0 | BLEEDER CAP FOR 8701/8711 | 2.54 | 0.001 | 0 | 0 | 0 | 1000 |  |  |  | 084738295068 | 08473829506 |  |  |  | 02/09/05
BV0722 | 0000026564 |  | 26564 | 26564 |  | 6F | 0 | HANDLE T,8201/8211 1/4"-3/4" AND 8901/8911/8701/8711 1/4"-1/2" | 14.84 | 0.06 | 0 | 0 | 0 | 250 |  |  |  | 084738285922 | 08473828592 |  |  |  | 01/01/04
BV0722 | 0000026565 |  | 26565 | 26565 |  | 6F | 0 | HANDLE T,8201/8211 1"-1 1/4" AND 8901/8911/8701/8711 3/4"-1" | 14.84 | 0.09 | 0 | 0 | 0 | 150 |  |  |  | 084738285939 | 08473828593 |  |  |  | 01/01/04
BV0722 | 0000026566 |  | 26566 | 26566 |  | 6F | 0 | HANDLE T,8201/8211 1/4"-1 1/2" AND 8901/8911/8701/8711 1 1/4"-1 1/2" | 14.84 | 0.15 | 0 | 0 | 0 | 100 |  |  |  | 084738285946 | 08473828594 |  |  |  | 01/01/04
BV0722 | 0000026570 |  | 0000026570 | 0000026570 |  | 6F | 0 | MEMORY STOP FOR 1/4"-1/2" (BA475B/BA485B, BA200/BA250, 8201/8211, 8901/8911) | 11.53 | 0.001 | 0 | 0 | 0 | 800 |  |  |  | 084738293866 | 08473829386 |  |  |  | 01/01/04
BV0722 | 0000026571 |  | 0000026571 | 0000026571 |  | 6F | 0 | MEMORY STOP FOR 3/4"-1 1/4" (BA475B/BA485B, BA200/BA250, 8201/8211, 8901/8911) | 12.33 | 0.009 | 0 | 0 | 0 | 350 |  |  |  | 084738293873 | 08473829387 |  |  |  | 01/01/04
BV0722 | 0000026572 |  | 0000026572 | 0000026572 |  | 6F | 0 | MEMORY STOP FOR 1-1/2"-2" (BA475B/BA485B, BA200/BA250, 8201/8211, 8901/8911) | 12.35 | 0.001 | 0 | 0 | 0 | 200 |  |  |  | 084738134725 | 08473813472 |  |  |  | 01/01/04
BV0722 | 0000027952 |  | 27952 | 27952 |  | AK | 0 | HANDLE SS LEVER,8201/8211 3/4" AND SMALLER AND 8301/8303, 8901/8911 1/2" AND SMALLER | 27.23 | 0.08 | 0 | 0 | 0 | 640 |  |  |  | 084738285953 | 08473828595 |  |  |  | 01/01/04
BV0722 | 0000027953 |  | 27953 | 27953 |  | AK | 0 | HANDLE SS LEVER, 8301/8303,8201/8211 1"-1 1/4" AND 8901/8911 3/4"-1" | 36.37 | 0.12 | 0 | 0 | 0 | 380 |  |  |  | 084738285960 | 08473828596 |  |  |  | 01/01/04
BV0722 | 0000027954 |  | 27954 | 27954 | 166128 | AK | 0 | HANDLE SS LEVER, 8201/8211/BA200/250 1 1/2"-2" AND 8901/8911,BA475B/485B 1 1/4"-1 1/2" | 56.96 | 0.18 | 0 | 0 | 0 | 210 |  |  |  | 084738285977 | 08473828597 |  |  |  | 01/01/04
BV0722 | 0000027996 |  | 27996 | 27996 |  | AK | 0 | HANDLE LOCKING LEVER,8201/8211, 1 1/4"-1/2" AND 8901/8911 3/4"-1" | 37.18 | 0.2 | 0 | 0 | 0 | 150 |  |  |  | 084738100201 | 08473810020 |  |  |  | 01/01/04
BV0722 | 0000027997 |  | 27997 | 27997 |  | AK | 0 | HANDLE LOCKING LEVER,8201/8211 1 1/2"-2" AND 8901/8911 1 1/4"-1 1/2" | 55.76 | 0.26 | 0 | 0 | 0 | 100 |  |  |  | 084738137184 | 08473813718 |  |  |  | 01/01/04
BV0722 | 0000027998 |  | 27998 | 27998 |  | AK | 0 | HANDLE LOCKING LEVER,8201/8211 2 1/2"- 4" AND 8901/8911 2 1/2"- 4" | 73.21 | 0.64 | 0 | 0 | 0 | 50 |  |  |  | 084738286004 | 08473828600 |  |  |  | 01/01/04
BV0722 | 27952A |  | 27952A | 27952A |  | AK | 0 | HANDLE,STAINLESS STEEL 8201/8211 HANDLE (1/4"- 3/4") | 27.23 | 0.06 | 0 | 0 | 0 | 640 |  |  |  | 697988676114 | 69798867611 |  |  |  | 09/05/07
BV0722 | 27953A |  | 27953A | 27953A |  | AK | 0 | HANDLE,STAINLESS STEEL 8201/8211 (1" - 1 1/4") 8901/8911/8701/8711 (3/4" - 1") | 36.37 | 0.12 | 0 | 0 | 0 | 380 |  |  |  | 697988651630 | 69798865163 |  |  |  | 09/05/07
BV0722 | 27954A |  | 27954A | 27954A |  | AK | 0 | HANDLE,STAINLESS STEEL 8201/8211 HANDLE (1 1/2" - 2") 8901/8911/8701/8711 (1 1/4" - 1 1/2") | 56.96 | 0.14 | 0 | 0 | 0 | 210 |  |  |  | 697988651654 | 69798865165 |  |  |  | 09/05/07
BV0722 | 27955A |  | 27955A | 27955A |  | AK | 0 | HANDLE,STAINLESS STEEL 8201/8211 Handle (2 1/2" - 4") 8901/8911/8701/8711 (2" - 3") | 71.66 | 0.28 | 0 | 0 | 0 | 120 |  |  |  | 697988651685 | 69798865168 |  |  |  | 09/05/07
BV0722 | 27995A |  | 27995A | 27995A |  | AK | 0 | HANDLE,LOCKING LEVER 8201/8211 (1/4" - 3/4") 8911/8701/8711 (1/4" - 1/2") | 27.81 | 0.1 | 0 | 0 | 0 | 500 |  |  |  | 697988677388 | 69798867738 |  |  |  | 09/05/07
BV0722 | 27996A |  | 27996A | 27996A |  | AK | 0 | HANDLE,LOCKING 8201/8211 (3/4" - 1") 8911/8701/8711 (3/4" - 1") | 37.18 | 0.18 | 0 | 0 | 0 | 150 |  |  |  | 697988677395 | 69798867739 |  |  |  | 09/05/07
BV0722 | 27997A |  | 27997A | 27997A |  | AK | 0 | HANDLE,LOCKING 8201/8211 (1 1/2" - 2") 8911/8701/8711 (1 1/4" -1 1/2") | 55.76 | 0.22 | 0 | 0 | 0 | 100 |  |  |  | 697988677401 | 69798867740 |  |  |  | 09/05/07
BV0722 | 27998A |  | 27998A | 27998A |  | AK | 0 | HANDLE,LOCKING 8201/8211 (2-1/2 - 4) 8911/8701/8711 (2" - 3") | 73.21 | 0.4 | 0 | 0 | 0 | 50 |  |  |  | 697988677418 | 69798867741 |  |  |  | 09/05/07
BV0722 | 76128- D1-634 |  | 76128- D1-634 | 76128D1634 |  | 6E | 0 | HANDLE TEE BA100/150/300/350/400/450 1/4" - 1/2" | 24.05 | 0.102 | 0 | 0 | 0 | 1 |  |  |  | 697988551336 | 69798855133 |  |  |  | 01/01/04
BV0722 | 76128- F1-634 |  | 76128- F1-634 | 76128F1634 |  | 6E | 0 | HANDLE TEE BA100/150/400/450 3/4" - 1",BA300/350 3/4" | 29.93 | 0.1 | 0 | 0 | 0 | 1 |  |  |  | 697988551343 | 69798855134 |  |  |  | 01/01/04
BV0722 | 76128- J1-634 |  | 76128- J1-634 | 76128J1634 |  | 6E | 0 | HANDLE TEE BA100/150 1 1/4-1 1/2,BA300/350/400/450 1-1 1/2" | 53.46 | 0.18 | 0 | 0 | 0 | 1 |  |  |  | 697988551350 | 69798855135 |  |  |  | 01/01/04
BV0722 | 76139-DBA-630 |  | 76139-DBA-630 | 76139DBA630 |  | 6E | 0 | CHAIN LEVER BA100/150/300/350/400/450 1/4" - 1/2" | 28.12 | 0.36 | 0 | 0 | 0 | 1 |  |  |  | 697988553590 | 69798855359 |  |  |  | 01/01/04
BV0722 | 76139-FBA-630 |  | 76139-FBA-630 | 76139FBA630 |  | 6E | 0 | CHAIN LEVER BA100/150/400/450 3/4" - 1",BA300/350 3/4 | 30.69 | 0.62 | 0 | 0 | 0 | 1 |  |  |  | 697988553613 | 69798855361 |  |  |  | 01/01/04
BV0722 | 76139-JBA-630 |  | 76139-JBA-630 | 76139JBA630 |  | 6E | 0 | CHAIN LEVER BA100/150 1 1/4" - 3",BA300/350/400/450 1-1 1/2 | 64.73 | 1.5 | 0 | 0 | 0 | 1 |  |  |  | 697988553637 | 69798855363 |  |  |  | 01/01/04
BV0722 | 8100010034 |  | 8100 | 810001 | 3/4 | AK | 0.75 | BALL VALVE,2 PC,BRASS BODY,150 SWP,600 WOG,FULL PORT,FLANGED X THRD | 199.69 | 1.78 | 3.17 | 0.88 | 2.25 | 2 | 6.4961 | 5.315 | 3.1496 | 084738283935 | 08473828393 | https://www.hammondvalve.com/wp-content/uploads/spec-sheets/81008111.pdf | https://www.hammondvalve.com/wp-content/uploads/ioms/TwoPieceThreadedBallValveIOM.pdf |  | 07/12/04
BV0722 | 8100010100 |  | 8100 | 810001 | 1 | AK | 1 | BALL VALVE,2 PC,BRASS BODY,150 SWP,600 WOG,FULL PORT,FLANGED X THRD | 221.77 | 4.34 | 3.17 | 0.88 | 2.25 | 2 | 6.4961 | 5.315 | 3.1496 | 084738283942 | 08473828394 | https://www.hammondvalve.com/wp-content/uploads/spec-sheets/81008111.pdf | https://www.hammondvalve.com/wp-content/uploads/ioms/TwoPieceThreadedBallValveIOM.pdf |  | 07/12/04
BV0722 | 8100010114 |  | 8100 | 810001 | 1 1/4 | AK | 1.25 | BALL VALVE,2 PC,BRASS BODY,150 SWP,600 WOG,FULL PORT,FLANGED X THRD | 338.39 | 4.94 | 3.5 | 1.06 | 2.66 | 2 | 7.0866 | 5.315 | 3.1496 | 084738283959 | 08473828395 | https://www.hammondvalve.com/wp-content/uploads/spec-sheets/81008111.pdf | https://www.hammondvalve.com/wp-content/uploads/ioms/TwoPieceThreadedBallValveIOM.pdf |  | 07/12/04
BV0722 | 8111010034 |  | 8111 | 811101 | 3/4 | AK | 0.75 | BALL VALVE,2 PC,BRASS BODY,150 SWP,600 WOG,FULL PORT,FLANGED X SOLDER ENDS | 199.69 | 3.66 | 2.64 | 0.76 | 2.08 | 2 | 6.4961 | 5.315 | 3.1496 | 084738284659 | 08473828465 | https://www.hammondvalve.com/wp-content/uploads/spec-sheets/81008111.pdf | https://www.hammondvalve.com/wp-content/uploads/ioms/TwoPieceThreadedBallValveIOM.pdf |  | 03/16/05
BV0722 | 8111010100 |  | 8111 | 811101 | 1 | AK | 1 | BALL VALVE,2 PC,BRASS BODY,150 SWP,600 WOG,FULL PORT,FLANGED X SOLDER ENDS | 221.77 | 4.22 | 3.17 | 0.88 | 2.25 | 2 | 6.4961 | 5.315 | 3.1496 | 084738284666 | 08473828466 | https://www.hammondvalve.com/wp-content/uploads/spec-sheets/81008111.pdf | https://www.hammondvalve.com/wp-content/uploads/ioms/TwoPieceThreadedBallValveIOM.pdf |  | 03/16/05
BV0722 | 8111010114 |  | 8111 | 811101 | 1 1/4 | AK | 1.25 | BALL VALVE,2 PC,BRASS BODY,150 SWP,600 WOG,FULL PORT,FLANGED X SOLDER ENDS | 338.39 | 4.9 | 3.5 | 1.06 | 2.66 | 2 | 7.0866 | 5.315 | 3.1496 | 084738284673 | 08473828467 | https://www.hammondvalve.com/wp-content/uploads/spec-sheets/81008111.pdf | https://www.hammondvalve.com/wp-content/uploads/ioms/TwoPieceThreadedBallValveIOM.pdf |  | 03/16/05
BV0722 | 8201000012 |  | 8201 | 820100 | 1/2 | AK | 0.5 | BALL VALVE,2 PC,BRASS BODY,400 WOG,THREADED ENDS,STANDARD PORT | 47.46 | 0.46 | 2.19 | 0.5 | 1.91 | 10 | 5.9055 | 4.9213 | 2.2441 | 084738116806 | 08473811680 | https://www.hammondvalve.com/wp-content/uploads/spec-sheets/8201.pdf | https://www.hammondvalve.com/wp-content/uploads/ioms/TwoPieceThreadedBallValveIOM.pdf |  | 01/01/04
BV0722 | 8201000014 |  | 8201 | 820100 | 1/4 | AK | 0.25 | BALL VALVE,2 PC,BRASS BODY,400 WOG,THREADED ENDS,FULL PORT | 47.46 | 0.32 | 2.5 | 0.38 | 2.08 | 10 | 4.9213 | 4.5276 | 2.2441 | 084738117667 | 08473811766 | https://www.hammondvalve.com/wp-content/uploads/spec-sheets/8201.pdf | https://www.hammondvalve.com/wp-content/uploads/ioms/TwoPieceThreadedBallValveIOM.pdf |  | 01/01/04
BV0722 | 8201000034 |  | 8201 | 820100 | 3/4 | AK | 0.75 | BALL VALVE,2 PC,BRASS BODY,400 WOG,THREADED ENDS,STANDARD PORT | 65.48 | 0.64 | 2.65 | 0.76 | 2.08 | 6 | 5.3543 | 4.4095 | 2.4803 | 084738116295 | 08473811629 | https://www.hammondvalve.com/wp-content/uploads/spec-sheets/8201.pdf | https://www.hammondvalve.com/wp-content/uploads/ioms/TwoPieceThreadedBallValveIOM.pdf |  | 01/01/04
BV0722 | 8201000038 |  | 8201 | 820100 | 3/8 | AK | 0.375 | BALL VALVE,2 PC,BRASS BODY,400 WOG,THREADED ENDS,STANDARD PORT | 47.46 | 0.3 | 1.86 | 0.38 | 1.81 | 10 | 4.9213 | 4.5276 | 2.2441 | 084738117216 | 08473811721 | https://www.hammondvalve.com/wp-content/uploads/spec-sheets/8201.pdf | https://www.hammondvalve.com/wp-content/uploads/ioms/TwoPieceThreadedBallValveIOM.pdf |  | 01/01/04
BV0722 | 8201000100 |  | 8201 | 820100 | 1 | AK | 1 | BALL VALVE,2 PC,BRASS BODY,400 WOG,THREADED ENDS,STANDARD PORT | 105.31 | 1.12 | 3.17 | 0.88 | 2.25 | 6 | 6.4961 | 5.1181 | 2.8346 | 084738100607 | 08473810060 | https://www.hammondvalve.com/wp-content/uploads/spec-sheets/8201.pdf | https://www.hammondvalve.com/wp-content/uploads/ioms/TwoPieceThreadedBallValveIOM.pdf |  | 01/01/04
BV0722 | 8201000112 |  | 8201 | 820100 | 1 1/2 | AK | 1.5 | BALL VALVE,2 PC,BRASS BODY,400 WOG,THREADED ENDS,STANDARD PORT | 240.05 | 2.04 | 3.96 | 1.31 | 2.84 | 4 | 8.0709 | 4.7244 | 3.937 | 084738117674 | 08473811767 | https://www.hammondvalve.com/wp-content/uploads/spec-sheets/8201.pdf | https://www.hammondvalve.com/wp-content/uploads/ioms/TwoPieceThreadedBallValveIOM.pdf |  | 01/01/04
BV0722 | 8201000114 |  | 8201 | 820100 | 1 1/4 | AK | 1.25 | BALL VALVE,2 PC,BRASS BODY,400 WOG,THREADED ENDS,STANDARD PORT | 184.2 | 1.52 | 3.5 | 1.06 | 2.66 | 4 | 7.2835 | 4.3307 | 3.1496 | 084738117681 | 08473811768 | https://www.hammondvalve.com/wp-content/uploads/spec-sheets/8201.pdf | https://www.hammondvalve.com/wp-content/uploads/ioms/TwoPieceThreadedBallValveIOM.pdf |  | 01/01/04
BV0722 | 8201000200 |  | 8201 | 820100 | 2 | AK | 2 | BALL VALVE,2 PC,BRASS BODY,400 WOG,THREADED ENDS,STANDARD PORT | 289.99 | 3.16 | 4.3 | 1.56 | 3 | 2 | 8.5827 | 4.5276 | 2.874 | 084738116813 | 08473811681 | https://www.hammondvalve.com/wp-content/uploads/spec-sheets/8201.pdf | https://www.hammondvalve.com/wp-content/uploads/ioms/TwoPieceThreadedBallValveIOM.pdf |  | 01/01/04
BV0722 | 8201000212 |  | 8201 | 820100 | 2 1/2 | AK | 2.5 | BALL VALVE,2 PC,BRASS BODY,400 WOG,THREADED ENDS,STANDARD PORT | 973.5 | 6.82 | 5.5 | 2.5 | 3.66 | 1 | 10.8268 | 5.5118 | 3.5433 | 084738117698 | 08473811769 | https://www.hammondvalve.com/wp-content/uploads/spec-sheets/8201.pdf | https://www.hammondvalve.com/wp-content/uploads/ioms/TwoPieceThreadedBallValveIOM.pdf |  | 01/01/04
BV0722 | 8201000300 |  | 8201 | 820100 | 3 | AK | 3 | BALL VALVE,2 PC,BRASS BODY,400 WOG,THREADED ENDS,STANDARD PORT | 1478.04 | 9.3 | 6.22 | 3.02 | 4.02 | 1 | 11.2205 | 6.4961 | 4.3307 | 084738109129 | 08473810912 | https://www.hammondvalve.com/wp-content/uploads/spec-sheets/8201.pdf | https://www.hammondvalve.com/wp-content/uploads/ioms/TwoPieceThreadedBallValveIOM.pdf |  | 01/01/04
BV0722 | 8201000400 |  | 8201 | 820100 | 4 | AK | 4 | BALL VALVE,2 PC,BRASS BODY,400 WOG,THREADED ENDS,STANDARD PORT | 2885.68 | 13.92 | 7.31 | 3.45 | 4.33 | 1 | 11.9291 | 7.2835 | 5 | 084738117445 | 08473811744 | https://www.hammondvalve.com/wp-content/uploads/spec-sheets/8201.pdf | https://www.hammondvalve.com/wp-content/uploads/ioms/TwoPieceThreadedBallValveIOM.pdf |  | 01/01/04
BV0722 | 8201020012 |  | 8201 | 820102 | 1/2 | AK | 0.5 | BALL VALVE,2 PC,BRASS BODY,400 WOG,THREADED,STANDARD PORT,W/MEM STOP | 59.74 | 0 | 2.3 | 0.89 | 1.5 | 1 |  |  |  | 084738119937 | 08473811993 | https://www.hammondvalve.com/wp-content/uploads/spec-sheets/8201.pdf | https://www.hammondvalve.com/wp-content/uploads/ioms/TwoPieceThreadedBallValveIOM.pdf |  | 01/01/04
BV0722 | 8201020014 |  | 8201 | 820102 | 1/4 | AK | 0.25 | BALL VALVE,2 PC,BRASS BODY,400 WOG,THREADED,FULL PORT,W/MEM STOP | 59.74 | 0.31 | 1.65 | 0.81 | 1.38 | 1 |  |  |  | 084738120315 | 08473812031 | https://www.hammondvalve.com/wp-content/uploads/spec-sheets/8201.pdf | https://www.hammondvalve.com/wp-content/uploads/ioms/TwoPieceThreadedBallValveIOM.pdf |  | 01/01/04
BV0722 | 8201020034 |  | 8201 | 820102 | 3/4 | AK | 0.75 | BALL VALVE,2 PC,BRASS BODY,400 WOG,THREADED,STANDARD PORT,W/MEM STOP | 77.78 | 0.65 | 2.55 | 1.09 | 1.61 | 1 |  |  |  | 084738120322 | 08473812032 | https://www.hammondvalve.com/wp-content/uploads/spec-sheets/8201.pdf | https://www.hammondvalve.com/wp-content/uploads/ioms/TwoPieceThreadedBallValveIOM.pdf |  | 01/01/04
BV0722 | 8201020038 |  | 8201 | 820102 | 3/8 | AK | 0.375 | BALL VALVE,2 PC,BRASS BODY,400 WOG,THREADED,STANDARD PORT,W/MEM STOP | 59.74 | 0 | 1.65 | 0.81 | 0 | 1 |  |  |  | 084738120339 | 08473812033 | https://www.hammondvalve.com/wp-content/uploads/spec-sheets/8201.pdf | https://www.hammondvalve.com/wp-content/uploads/ioms/TwoPieceThreadedBallValveIOM.pdf |  | 01/01/04
BV0722 | 8201020100 |  | 8201 | 820102 | 1 | AK | 1 | BALL VALVE,2 PC,BRASS BODY,400 WOG,THREADED,STANDARD PORT,W/MEM STOP | 118.5 | 0.94 | 3.05 | 1.26 | 2 | 1 |  |  |  | 084738120346 | 08473812034 | https://www.hammondvalve.com/wp-content/uploads/spec-sheets/8201.pdf | https://www.hammondvalve.com/wp-content/uploads/ioms/TwoPieceThreadedBallValveIOM.pdf |  | 01/01/04
BV0722 | 8201020112 |  | 8201 | 820102 | 1 1/2 | AK | 1.5 | BALL VALVE,2 PC,BRASS BODY,400 WOG,THREADED,STANDARD PORT,W/MEM STOP | 252.71 | 2.21 | 3.76 | 1.76 | 2.72 | 1 |  |  |  | 084738120353 | 08473812035 | https://www.hammondvalve.com/wp-content/uploads/spec-sheets/8201.pdf | https://www.hammondvalve.com/wp-content/uploads/ioms/TwoPieceThreadedBallValveIOM.pdf |  | 01/01/04
BV0722 | 8201020114 |  | 8201 | 820102 | 1 1/4 | AK | 1.25 | BALL VALVE,2 PC,BRASS BODY,400 WOG,THREADED,STANDARD PORT,W/MEM STOP | 197.36 | 1.52 | 3.43 | 1.48 | 2.17 | 1 |  |  |  | 084738120360 | 08473812036 | https://www.hammondvalve.com/wp-content/uploads/spec-sheets/8201.pdf | https://www.hammondvalve.com/wp-content/uploads/ioms/TwoPieceThreadedBallValveIOM.pdf |  | 01/01/04
BV0722 | 8201020200 |  | 8201 | 820102 | 2 | AK | 2 | BALL VALVE,2 PC,BRASS BODY,400 WOG,THREADED,STANDARD PORT,W/MEM STOP | 302.65 | 3 | 4.21 | 2 | 2.87 | 1 |  |  |  | 084738120377 | 08473812037 | https://www.hammondvalve.com/wp-content/uploads/spec-sheets/8201.pdf | https://www.hammondvalve.com/wp-content/uploads/ioms/TwoPieceThreadedBallValveIOM.pdf |  | 01/01/04
BV0722 | 8201020212 |  | 8201 | 820102 | 2 1/2 | AK | 2.5 | BALL VALVE,2 PC,BRASS BODY,400 WOG,THREADED,STANDARD PORT,W/MEM STOP | 982.21 | 6.18 | 5.5 | 2.5 | 3.66 | 1 |  |  |  | 084738120384 | 08473812038 | https://www.hammondvalve.com/wp-content/uploads/spec-sheets/8201.pdf | https://www.hammondvalve.com/wp-content/uploads/ioms/TwoPieceThreadedBallValveIOM.pdf |  | 01/01/04
BV0722 | 8201020300 |  | 8201 | 820102 | 3 | AK | 3 | BALL VALVE,2 PC,BRASS BODY,400 WOG,THREADED,STANDARD PORT,W/MEM STOP | 1490.69 | 9.01 | 6.22 | 3.02 | 4.02 | 1 |  |  |  | 084738120391 | 08473812039 | https://www.hammondvalve.com/wp-content/uploads/spec-sheets/8201.pdf | https://www.hammondvalve.com/wp-content/uploads/ioms/TwoPieceThreadedBallValveIOM.pdf |  | 01/01/04
BV0722 | 8201020400 |  | 8201 | 820102 | 4 | AK | 4 | BALL VALVE,2 PC,BRASS BODY,400 WOG,THREADED,STANDARD PORT,W/MEM STOP | 2898.33 | 13.455 | 7.31 | 3.45 | 4.33 | 1 |  |  |  | 084738120803 | 08473812080 | https://www.hammondvalve.com/wp-content/uploads/spec-sheets/8201.pdf | https://www.hammondvalve.com/wp-content/uploads/ioms/TwoPieceThreadedBallValveIOM.pdf |  | 01/01/04
BV0722 | 8201030012 |  | 8201 | 820103 | 1/2 | AK | 0.5 | BALL VALVE,2 PC,BRASS BODY,400 WOG,THREADED,STANDARD PORT,T-HANDLE | 61.69 | 0.45 | 2.3 | 0.89 | 1.5 | 1 |  |  |  | 084738132707 | 08473813270 | https://www.hammondvalve.com/wp-content/uploads/spec-sheets/8201.pdf | https://www.hammondvalve.com/wp-content/uploads/ioms/TwoPieceThreadedBallValveIOM.pdf |  | 01/01/04
BV0722 | 8201030034 |  | 8201 | 820103 | 3/4 | AK | 0.75 | BALL VALVE,2 PC,BRASS BODY,400 WOG,THREADED,STANDARD PORT,T-HANDLE | 79.71 | 0 | 2.55 | 1.09 | 1.61 | 1 |  |  |  | 084738123873 | 08473812387 | https://www.hammondvalve.com/wp-content/uploads/spec-sheets/8201.pdf | https://www.hammondvalve.com/wp-content/uploads/ioms/TwoPieceThreadedBallValveIOM.pdf |  | 01/01/04
BV0722 | 8201030038 |  | 8201 | 820103 | 3/8 | AK | 0.375 | BALL VALVE,2 PC,BRASS BODY,400 WOG,THREADED,STANDARD PORT,T-HANDLE | 61.69 | 0 | 1.65 | 0.81 | 0 | 1 |  |  |  | 084738132721 | 08473813272 | https://www.hammondvalve.com/wp-content/uploads/spec-sheets/8201.pdf | https://www.hammondvalve.com/wp-content/uploads/ioms/TwoPieceThreadedBallValveIOM.pdf |  | 01/01/04
BV0722 | 8201030114 |  | 8201 | 820103 | 1 1/4 | AK | 1.25 | BALL VALVE,2 PC,BRASS BODY,400 WOG,THREADED,STANDARD PORT,T-HANDLE | 198.44 | 1.32 | 3.43 | 1.48 | 2.17 | 1 |  |  |  | 084738123880 | 08473812388 | https://www.hammondvalve.com/wp-content/uploads/spec-sheets/8201.pdf | https://www.hammondvalve.com/wp-content/uploads/ioms/TwoPieceThreadedBallValveIOM.pdf |  | 01/01/04
BV0722 | 8201030200 |  | 8201 | 820103 | 2 | AK | 2 | BALL VALVE,2 PC,BRASS BODY,400 WOG,THREADED,STANDARD PORT,T-HANDLE | 304.23 | 3.11 | 4.21 | 2 | 2.87 | 1 |  |  |  | 084738123897 | 08473812389 | https://www.hammondvalve.com/wp-content/uploads/spec-sheets/8201.pdf | https://www.hammondvalve.com/wp-content/uploads/ioms/TwoPieceThreadedBallValveIOM.pdf |  | 01/01/04
BV0722 | 8201040012 |  | 8201 | 820104 | 1/2 | AK | 0.5 | BALL VALVE,2 PC,BRASS BODY,400 WOG,THREADED,STANDARD PORT,OVAL HANDLE | 83.22 | 0.38 | 2.3 | 0.89 | 1.5 | 1 |  |  |  | 084738119081 | 08473811908 | https://www.hammondvalve.com/wp-content/uploads/spec-sheets/8201.pdf | https://www.hammondvalve.com/wp-content/uploads/ioms/TwoPieceThreadedBallValveIOM.pdf |  | 01/01/04
BV0722 | 8201040014 |  | 8201 | 820104 | 1/4 | AK | 0.25 | BALL VALVE,2 PC,BRASS BODY,400 WOG,THREADED,FULL PORT,OVAL HANDLE | 83.22 | 0.35 | 1.65 | 0.81 | 1.38 | 1 |  |  |  | 084738133933 | 08473813393 | https://www.hammondvalve.com/wp-content/uploads/spec-sheets/8201.pdf | https://www.hammondvalve.com/wp-content/uploads/ioms/TwoPieceThreadedBallValveIOM.pdf |  | 01/01/04
BV0722 | 8201040034 |  | 8201 | 820104 | 3/4 | AK | 0.75 | BALL VALVE,2 PC,BRASS BODY,400 WOG,THREADED,STANDARD PORT,OVAL HANDLE | 101.24 | 0.35 | 2.55 | 1.09 | 1.61 | 1 |  |  |  | 084738123903 | 08473812390 | https://www.hammondvalve.com/wp-content/uploads/spec-sheets/8201.pdf | https://www.hammondvalve.com/wp-content/uploads/ioms/TwoPieceThreadedBallValveIOM.pdf |  | 01/01/04
BV0722 | 8201040038 |  | 8201 | 820104 | 3/8 | AK | 0.375 | BALL VALVE,2 PC,BRASS BODY,400 WOG,THREADED,STANDARD PORT,OVAL HANDLE | 83.22 | 0.35 | 1.65 | 0.81 | 0 | 1 |  |  |  | 084738133940 | 08473813394 | https://www.hammondvalve.com/wp-content/uploads/spec-sheets/8201.pdf | https://www.hammondvalve.com/wp-content/uploads/ioms/TwoPieceThreadedBallValveIOM.pdf |  | 01/01/04
BV0722 | 8201040100 |  | 8201 | 820104 | 1 | AK | 1 | BALL VALVE,2 PC,BRASS BODY,400 WOG,THREADED,STANDARD PORT,OVAL HANDLE | 118.5 | 1.2 | 3.05 | 1.26 | 2 | 1 |  |  |  | 084738123910 | 08473812391 | https://www.hammondvalve.com/wp-content/uploads/spec-sheets/8201.pdf | https://www.hammondvalve.com/wp-content/uploads/ioms/TwoPieceThreadedBallValveIOM.pdf |  | 01/01/04
BV0722 | 8201040112 |  | 8201 | 820104 | 1 1/2 | AK | 1.5 | BALL VALVE,2 PC,BRASS BODY,400 WOG,THREADED,STANDARD PORT,OVAL HANDLE | 287.69 | 2.15 | 3.76 | 1.76 | 2.72 | 1 |  |  |  | 084738123927 | 08473812392 | https://www.hammondvalve.com/wp-content/uploads/spec-sheets/8201.pdf | https://www.hammondvalve.com/wp-content/uploads/ioms/TwoPieceThreadedBallValveIOM.pdf |  | 01/01/04
BV0722 | 8201040114 |  | 8201 | 820104 | 1 1/4 | AK | 1.25 | BALL VALVE,2 PC,BRASS BODY,400 WOG,THREADED,STANDARD PORT,OVAL HANDLE | 223.86 | 1.38 | 3.43 | 1.48 | 2.17 | 1 |  |  |  | 084738123934 | 08473812393 | https://www.hammondvalve.com/wp-content/uploads/spec-sheets/8201.pdf | https://www.hammondvalve.com/wp-content/uploads/ioms/TwoPieceThreadedBallValveIOM.pdf |  | 01/01/04
BV0722 | 8201040200 |  | 8201 | 820104 | 2 | AK | 2 | BALL VALVE,2 PC,BRASS BODY,400 WOG,THREADED,STANDARD PORT,OVAL HANDLE | 339.62 | 3.4 | 4.21 | 2 | 2.87 | 1 |  |  |  | 084738123941 | 08473812394 | https://www.hammondvalve.com/wp-content/uploads/spec-sheets/8201.pdf | https://www.hammondvalve.com/wp-content/uploads/ioms/TwoPieceThreadedBallValveIOM.pdf |  | 01/01/04
BV0722 | 8201060012 |  | 8201 | 820106 | 1/2 | AK | 0.5 | BALL VALVE,2 PC,BRASS BODY,400 WOG,THREADED,STANDARD PORT,STEM EXT | 85.66 | 0 | 2.3 | 0.89 | 4.5 | 1 |  |  |  | 084738121107 | 08473812110 | https://www.hammondvalve.com/wp-content/uploads/spec-sheets/8201.pdf | https://www.hammondvalve.com/wp-content/uploads/ioms/TwoPieceThreadedBallValveIOM.pdf |  | 01/01/04
BV0722 | 8201060014 |  | 8201 | 820106 | 1/4 | AK | 0.25 | BALL VALVE,2 PC,BRASS BODY,400 WOG,THREADED,FULL PORT,STEM EXT | 85.66 | 0 | 1.65 | 0.81 | 4.38 | 1 |  |  |  | 084738121183 | 08473812118 | https://www.hammondvalve.com/wp-content/uploads/spec-sheets/8201.pdf | https://www.hammondvalve.com/wp-content/uploads/ioms/TwoPieceThreadedBallValveIOM.pdf |  | 01/01/04
BV0722 | 8201060034 |  | 8201 | 820106 | 3/4 | AK | 0.75 | BALL VALVE,2 PC,BRASS BODY,400 WOG,THREADED,STANDARD PORT,STEM EXT | 103.68 | 0.765 | 2.55 | 1.09 | 4.61 | 1 |  |  |  | 084738121190 | 08473812119 | https://www.hammondvalve.com/wp-content/uploads/spec-sheets/8201.pdf | https://www.hammondvalve.com/wp-content/uploads/ioms/TwoPieceThreadedBallValveIOM.pdf |  | 01/01/04
BV0722 | 8201060038 |  | 8201 | 820106 | 3/8 | AK | 0.375 | BALL VALVE,2 PC,BRASS BODY,400 WOG,THREADED,STANDARD PORT,STEM EXT | 85.66 | 0 | 1.65 | 0.81 | 3 | 1 |  |  |  | 084738121206 | 08473812120 | https://www.hammondvalve.com/wp-content/uploads/spec-sheets/8201.pdf | https://www.hammondvalve.com/wp-content/uploads/ioms/TwoPieceThreadedBallValveIOM.pdf |  | 01/01/04
BV0722 | 8201060100 |  | 8201 | 820106 | 1 | AK | 1 | BALL VALVE,2 PC,BRASS BODY,400 WOG,THREADED,STANDARD PORT,STEM EXT | 152.03 | 1.2 | 3.05 | 1.26 | 5 | 1 |  |  |  | 084738121213 | 08473812121 | https://www.hammondvalve.com/wp-content/uploads/spec-sheets/8201.pdf | https://www.hammondvalve.com/wp-content/uploads/ioms/TwoPieceThreadedBallValveIOM.pdf |  | 01/01/04
BV0722 | 8201060112 |  | 8201 | 820106 | 1 1/2 | AK | 1.5 | BALL VALVE,2 PC,BRASS BODY,400 WOG,THREADED,STANDARD PORT,STEM EXT | 303.77 | 3 | 3.76 | 1.76 | 5.72 | 1 |  |  |  | 084738121220 | 08473812122 | https://www.hammondvalve.com/wp-content/uploads/spec-sheets/8201.pdf | https://www.hammondvalve.com/wp-content/uploads/ioms/TwoPieceThreadedBallValveIOM.pdf |  | 01/01/04
BV0722 | 8201060114 |  | 8201 | 820106 | 1 1/4 | AK | 1.25 | BALL VALVE,2 PC,BRASS BODY,400 WOG,THREADED,STANDARD PORT,STEM EXT | 230.89 | 1.87 | 3.43 | 1.48 | 5.17 | 1 |  |  |  | 084738121237 | 08473812123 | https://www.hammondvalve.com/wp-content/uploads/spec-sheets/8201.pdf | https://www.hammondvalve.com/wp-content/uploads/ioms/TwoPieceThreadedBallValveIOM.pdf |  | 01/01/04
BV0722 | 8201060200 |  | 8201 | 820106 | 2 | AK | 2 | BALL VALVE,2 PC,BRASS BODY,400 WOG,THREADED,STANDARD PORT,STEM EXT | 353.7 | 4.075 | 4.21 | 2 | 5.87 | 1 |  |  |  | 084738121244 | 08473812124 | https://www.hammondvalve.com/wp-content/uploads/spec-sheets/8201.pdf | https://www.hammondvalve.com/wp-content/uploads/ioms/TwoPieceThreadedBallValveIOM.pdf |  | 01/01/04
BV0722 | 8201060212 |  | 8201 | 820106 | 2 1/2 | AK | 2.5 | BALL VALVE,2 PC,BRASS BODY,400 WOG,THREADED,STANDARD PORT,STEM EXT | 1017.04 | 7.78 | 5.5 | 2.5 | 3.66 | 1 |  |  |  | 084738121251 | 08473812125 | https://www.hammondvalve.com/wp-content/uploads/spec-sheets/8201.pdf | https://www.hammondvalve.com/wp-content/uploads/ioms/TwoPieceThreadedBallValveIOM.pdf |  | 01/01/04
BV0722 | 8201060300 |  | 8201 | 820106 | 3 | AK | 3 | BALL VALVE,2 PC,BRASS BODY,400 WOG,THREADED,STANDARD PORT,STEM EXT | 1596.19 | 0 | 6.22 | 3.02 | 4.02 | 1 |  |  |  | 084738121268 | 08473812126 | https://www.hammondvalve.com/wp-content/uploads/spec-sheets/8201.pdf | https://www.hammondvalve.com/wp-content/uploads/ioms/TwoPieceThreadedBallValveIOM.pdf |  | 01/01/04
BV0722 | 8201060400 |  | 8201 | 820106 | 4 | AK | 4 | BALL VALVE,2 PC,BRASS BODY,400 WOG,THREADED,STANDARD PORT,STEM EXT | 3008.77 | 13.54 | 7.31 | 3.45 | 4.33 | 1 |  |  |  | 084738121275 | 08473812127 | https://www.hammondvalve.com/wp-content/uploads/spec-sheets/8201.pdf | https://www.hammondvalve.com/wp-content/uploads/ioms/TwoPieceThreadedBallValveIOM.pdf |  | 01/01/04
BV0722 | 8201070012 |  | 8201 | 820107 | 1/2 | AK | 0.5 | BALL VALVE,2 PC,BRASS BODY,400 WOG,THREADED,STANDARD PORT,W/LOCKING LEVER | 77.11 | 0.465 | 2.3 | 0.89 | 1.5 | 1 |  |  |  | 084738119074 | 08473811907 | https://www.hammondvalve.com/wp-content/uploads/spec-sheets/8201.pdf | https://www.hammondvalve.com/wp-content/uploads/ioms/TwoPieceThreadedBallValveIOM.pdf |  | 01/01/04
BV0722 | 8201070034 |  | 8201 | 820107 | 3/4 | AK | 0.75 | BALL VALVE,2 PC,BRASS BODY,400 WOG,THREADED,STANDARD PORT,W/LOCKING LEVER | 105.12 | 0 | 2.55 | 1.09 | 1.61 | 1 |  |  |  | 084738119043 | 08473811904 | https://www.hammondvalve.com/wp-content/uploads/spec-sheets/8201.pdf | https://www.hammondvalve.com/wp-content/uploads/ioms/TwoPieceThreadedBallValveIOM.pdf |  | 01/01/04
BV0722 | 8201070038 |  | 8201 | 820107 | 3/8 | AK | 0.375 | BALL VALVE,2 PC,BRASS BODY,400 WOG,THREADED,STANDARD PORT,W/LOCKING LEVER | 77.11 | 0.36 | 0 | 0 | 0 | 1 |  |  |  | 084738134473 | 08473813447 | https://www.hammondvalve.com/wp-content/uploads/spec-sheets/8201.pdf | https://www.hammondvalve.com/wp-content/uploads/ioms/TwoPieceThreadedBallValveIOM.pdf |  | 01/01/04
BV0722 | 8201070100 |  | 8201 | 820107 | 1 | AK | 1 | BALL VALVE,2 PC,BRASS BODY,400 WOG,THREADED,STANDARD PORT,W/LOCKING LEVER | 144.97 | 1.22 | 3.05 | 1.29 | 2 | 1 |  |  |  | 084738119050 | 08473811905 | https://www.hammondvalve.com/wp-content/uploads/spec-sheets/8201.pdf | https://www.hammondvalve.com/wp-content/uploads/ioms/TwoPieceThreadedBallValveIOM.pdf |  | 01/01/04
BV0722 | 8201070112 |  | 8201 | 820107 | 1 1/2 | AK | 1.5 | BALL VALVE,2 PC,BRASS BODY,400 WOG,THREADED,STANDARD PORT,W/LOCKING LEVER | 299.53 | 3 | 3.76 | 1.76 | 2.72 | 1 |  |  |  | 084738120872 | 08473812087 | https://www.hammondvalve.com/wp-content/uploads/spec-sheets/8201.pdf | https://www.hammondvalve.com/wp-content/uploads/ioms/TwoPieceThreadedBallValveIOM.pdf |  | 01/01/04
BV0722 | 8201070114 |  | 8201 | 820107 | 1 1/4 | AK | 1.25 | BALL VALVE,2 PC,BRASS BODY,400 WOG,THREADED,STANDARD PORT,W/LOCKING LEVER | 243.66 | 1.56 | 3.43 | 1.5 | 2.17 | 1 |  |  |  | 084738119067 | 08473811906 | https://www.hammondvalve.com/wp-content/uploads/spec-sheets/8201.pdf | https://www.hammondvalve.com/wp-content/uploads/ioms/TwoPieceThreadedBallValveIOM.pdf |  | 01/01/04
BV0722 | 8201070200 |  | 8201 | 820107 | 2 | AK | 2 | BALL VALVE,2 PC,BRASS BODY,400 WOG,THREADED,STANDARD PORT,W/LOCKING LEVER | 368.06 | 3.025 | 4.21 | 1.5 | 2.87 | 2 |  |  |  | 084738120889 | 08473812088 | https://www.hammondvalve.com/wp-content/uploads/spec-sheets/8201.pdf | https://www.hammondvalve.com/wp-content/uploads/ioms/TwoPieceThreadedBallValveIOM.pdf |  | 01/01/04
BV0722 | 8201070212 |  | 8201 | 820107 | 2 1/2 | AK | 2.5 | BALL VALVE,2 PC,BRASS BODY,400 WOG,THREADED,STANDARD PORT,W/LOCKING LEVER | 1051.59 | 7.72 | 5.5 | 2.5 | 3.66 | 1 |  |  |  | 084738120896 | 08473812089 | https://www.hammondvalve.com/wp-content/uploads/spec-sheets/8201.pdf | https://www.hammondvalve.com/wp-content/uploads/ioms/TwoPieceThreadedBallValveIOM.pdf |  | 01/01/04
BV0722 | 8201070300 |  | 8201 | 820107 | 3 | AK | 3 | BALL VALVE,2 PC,BRASS BODY,400 WOG,THREADED,STANDARD PORT,W/LOCKING LEVER | 1556.12 | 9.335 | 6.22 | 3.02 | 4.02 | 2 |  |  |  | 084738120902 | 08473812090 | https://www.hammondvalve.com/wp-content/uploads/spec-sheets/8201.pdf | https://www.hammondvalve.com/wp-content/uploads/ioms/TwoPieceThreadedBallValveIOM.pdf |  | 01/01/04
BV0722 | 8201070400 |  | 8201 | 820107 | 4 | AK | 4 | BALL VALVE,2 PC,BRASS BODY,400 WOG,THREADED,STANDARD PORT,W/LOCKING LEVER | 2963.78 | 13.835 | 7.31 | 3.45 | 4.33 | 1 |  |  |  | 084738120919 | 08473812091 | https://www.hammondvalve.com/wp-content/uploads/spec-sheets/8201.pdf | https://www.hammondvalve.com/wp-content/uploads/ioms/TwoPieceThreadedBallValveIOM.pdf |  | 01/01/04
BV0722 | 8201080034 |  | 8201 | 820108 | 3/4 | AK | 0.75 | BALL VALVE,2 PC,BRASS BODY,400 WOG,THREADED,STANDARD PORT,W/SS HANDLE | 93.36 | 0.635 | 2.55 | 1.09 | 1.61 | 1 |  |  |  | 084738122241 | 08473812224 | https://www.hammondvalve.com/wp-content/uploads/spec-sheets/8201.pdf | https://www.hammondvalve.com/wp-content/uploads/ioms/TwoPieceThreadedBallValveIOM.pdf |  | 01/01/04
BV0722 | 8201080100 |  | 8201 | 820108 | 1 | AK | 1 | BALL VALVE,2 PC,BRASS BODY,400 WOG,THREADED,STANDARD PORT,W/SS HANDLE | 144.12 | 1.125 | 0 | 0 | 0 | 1 |  |  |  | 084738291213 | 08473829121 | https://www.hammondvalve.com/wp-content/uploads/spec-sheets/8201.pdf | https://www.hammondvalve.com/wp-content/uploads/ioms/TwoPieceThreadedBallValveIOM.pdf |  | 04/30/10
BV0722 | 8201080114 |  | 8201 | 820108 | 1 1/4 | AK | 1.25 | BALL VALVE,2 PC,BRASS BODY,400 WOG,THREADED,STANDARD PORT,W/SS HANDLE | 221.43 | 1.5 | 3.43 | 1.5 | 2.17 | 1 |  |  |  | 084738284703 | 08473828470 | https://www.hammondvalve.com/wp-content/uploads/spec-sheets/8201.pdf | https://www.hammondvalve.com/wp-content/uploads/ioms/TwoPieceThreadedBallValveIOM.pdf |  | 04/04/05
BV0722 | 8201080300 |  | 8201 | 820108 | 3 | AK | 3 | BALL VALVE,2 PC,BRASS BODY,400 WOG,THREADED,STANDARD PORT,W/SS HANDLE | 1554.45 | 9.4 | 6.22 | 3.02 | 4.02 | 1 |  |  |  | 084738123958 | 08473812395 | https://www.hammondvalve.com/wp-content/uploads/spec-sheets/8201.pdf | https://www.hammondvalve.com/wp-content/uploads/ioms/TwoPieceThreadedBallValveIOM.pdf |  | 01/01/04
BV0722 | 8211000012 |  | 8211 | 821100 | 1/2 | AK | 0.5 | BALL VALVE,2 PC,BRASS BODY,400 WOG,SOLDER ENDS,STANDARD PORT | 47.46 | 0.36 | 2.19 | 0.89 | 1.5 | 10 | 5.9055 | 4.9213 | 2.2441 | 084738116110 | 08473811611 | https://www.hammondvalve.com/wp-content/uploads/spec-sheets/8211.pdf | https://www.hammondvalve.com/wp-content/uploads/ioms/TwoPieceSolderBallValveIOM.pdf |  | 01/01/04
BV0722 | 8211000034 |  | 8211 | 821100 | 3/4 | AK | 0.75 | BALL VALVE,2 PC,BRASS BODY,400 WOG,SOLDER ENDS,STANDARD PORT | 65.48 | 0.52 | 2.83 | 1.09 | 1.61 | 6 | 6.063 | 4.2126 | 2.4803 | 084738116127 | 08473811612 | https://www.hammondvalve.com/wp-content/uploads/spec-sheets/8211.pdf | https://www.hammondvalve.com/wp-content/uploads/ioms/TwoPieceSolderBallValveIOM.pdf |  | 01/01/04
BV0722 | 8211000038 |  | 8211 | 821100 | 3/8 | AK | 0.375 | BALL VALVE,2 PC,BRASS BODY,400 WOG,SOLDER ENDS,FULL PORT | 47.46 | 0.24 | 1.75 | 0.81 | 1.38 | 10 | 5.1181 | 4.8032 | 2.3622 | 084738116011 | 08473811601 | https://www.hammondvalve.com/wp-content/uploads/spec-sheets/8211.pdf | https://www.hammondvalve.com/wp-content/uploads/ioms/TwoPieceSolderBallValveIOM.pdf |  | 01/01/04
BV0722 | 8211000100 |  | 8211 | 821100 | 1 | AK | 1 | BALL VALVE,2 PC,BRASS BODY,400 WOG,SOLDER ENDS,STANDARD PORT | 105.31 | 0.96 | 3.44 | 1.29 | 2 | 6 | 7.0866 | 5.1181 | 2.9528 | 084738116134 | 08473811613 | https://www.hammondvalve.com/wp-content/uploads/spec-sheets/8211.pdf | https://www.hammondvalve.com/wp-content/uploads/ioms/TwoPieceSolderBallValveIOM.pdf |  | 01/01/04
BV0722 | 8211000112 |  | 8211 | 821100 | 1 1/2 | AK | 1.5 | BALL VALVE,2 PC,BRASS BODY,400 WOG,SOLDER ENDS,STANDARD PORT | 240.05 | 1.94 | 4.43 | 1.76 | 2.72 | 4 | 9.0551 | 4.9213 | 3.937 | 084738115809 | 08473811580 | https://www.hammondvalve.com/wp-content/uploads/spec-sheets/8211.pdf | https://www.hammondvalve.com/wp-content/uploads/ioms/TwoPieceSolderBallValveIOM.pdf |  | 01/01/04
BV0722 | 8211000114 |  | 8211 | 821100 | 1 1/4 | AK | 1.25 | BALL VALVE,2 PC,BRASS BODY,400 WOG,SOLDER ENDS,STANDARD PORT | 184.2 | 1.32 | 3.85 | 1.5 | 2.17 | 4 | 7.874 | 3.937 | 3.3465 | 084738116141 | 08473811614 | https://www.hammondvalve.com/wp-content/uploads/spec-sheets/8211.pdf | https://www.hammondvalve.com/wp-content/uploads/ioms/TwoPieceSolderBallValveIOM.pdf |  | 01/01/04
BV0722 | 8211000200 |  | 8211 | 821100 | 2 | AK | 2 | BALL VALVE,2 PC,BRASS BODY,400 WOG,SOLDER ENDS,STANDARD PORT | 289.99 | 2.88 | 5.23 | 2 | 2.87 | 2 | 8.2677 | 5.5118 | 4.5276 | 084738116158 | 08473811615 | https://www.hammondvalve.com/wp-content/uploads/spec-sheets/8211.pdf | https://www.hammondvalve.com/wp-content/uploads/ioms/TwoPieceSolderBallValveIOM.pdf |  | 01/01/04
BV0722 | 8211000212 |  | 8211 | 821100 | 2 1/2 | AK | 2.5 | BALL VALVE,2 PC,BRASS BODY,400 WOG,SOLDER ENDS,STANDARD PORT | 973.5 | 5.78 | 5.94 | 2.5 | 3.66 | 1 | 11.4173 | 6.1024 | 3.6614 | 084738116165 | 08473811616 | https://www.hammondvalve.com/wp-content/uploads/spec-sheets/8211.pdf | https://www.hammondvalve.com/wp-content/uploads/ioms/TwoPieceSolderBallValveIOM.pdf |  | 01/01/04
BV0722 | 8211000300 |  | 8211 | 821100 | 3 | AK | 3 | BALL VALVE,2 PC,BRASS BODY,400 WOG,SOLDER ENDS,STANDARD PORT | 1478.04 | 8.54 | 6.97 | 3.02 | 4.02 | 1 | 11.4173 | 6.2205 | 4.5276 | 084738109150 | 08473810915 | https://www.hammondvalve.com/wp-content/uploads/spec-sheets/8211.pdf | https://www.hammondvalve.com/wp-content/uploads/ioms/TwoPieceSolderBallValveIOM.pdf |  | 01/01/04
BV0722 | 8211020012 |  | 8211 | 821102 | 1/2 | AK | 0.5 | BALL VALVE,2 PC,BRASS BODY,400 WOG,SOLDER ENDS,STANDARD PORT,W/MEM STOP | 59.74 | 0.375 | 2.19 | 0.89 | 1.5 | 1 |  |  |  | 084738120407 | 08473812040 | https://www.hammondvalve.com/wp-content/uploads/spec-sheets/8211.pdf | https://www.hammondvalve.com/wp-content/uploads/ioms/TwoPieceSolderBallValveIOM.pdf |  | 01/01/04
BV0722 | 8211020034 |  | 8211 | 821102 | 3/4 | AK | 0.75 | BALL VALVE,2 PC,BRASS BODY,400 WOG,SOLDER ENDS,STANDARD PORT,W/MEM STOP | 77.78 | 0.52 | 2.83 | 1.09 | 1.61 | 1 |  |  |  | 084738120414 | 08473812041 | https://www.hammondvalve.com/wp-content/uploads/spec-sheets/8211.pdf | https://www.hammondvalve.com/wp-content/uploads/ioms/TwoPieceSolderBallValveIOM.pdf |  | 01/01/04
BV0722 | 8211020038 |  | 8211 | 821102 | 3/8 | AK | 0.375 | BALL VALVE,2 PC,BRASS BODY,400 WOG,SOLDER ENDS,FULL PORT,W/MEM STOP | 59.74 | 0 | 1.75 | 0.81 | 1.38 | 1 |  |  |  | 084738120308 | 08473812030 | https://www.hammondvalve.com/wp-content/uploads/spec-sheets/8211.pdf | https://www.hammondvalve.com/wp-content/uploads/ioms/TwoPieceSolderBallValveIOM.pdf |  | 01/01/04
BV0722 | 8211020100 |  | 8211 | 821102 | 1 | AK | 1 | BALL VALVE,2 PC,BRASS BODY,400 WOG,SOLDER ENDS,STANDARD PORT,W/MEM STOP | 118.5 | 1.2 | 3.44 | 1.26 | 2 | 1 |  |  |  | 084738120421 | 08473812042 | https://www.hammondvalve.com/wp-content/uploads/spec-sheets/8211.pdf | https://www.hammondvalve.com/wp-content/uploads/ioms/TwoPieceSolderBallValveIOM.pdf |  | 01/01/04
BV0722 | 8211020112 |  | 8211 | 821102 | 1 1/2 | AK | 1.5 | BALL VALVE,2 PC,BRASS BODY,400 WOG,SOLDER ENDS,STANDARD PORT,W/MEM STOP | 252.71 | 1.975 | 4.43 | 1.76 | 2.72 | 1 |  |  |  | 084738120438 | 08473812043 | https://www.hammondvalve.com/wp-content/uploads/spec-sheets/8211.pdf | https://www.hammondvalve.com/wp-content/uploads/ioms/TwoPieceSolderBallValveIOM.pdf |  | 01/01/04
BV0722 | 8211020114 |  | 8211 | 821102 | 1 1/4 | AK | 1.25 | BALL VALVE,2 PC,BRASS BODY,400 WOG,SOLDER ENDS,STANDARD PORT,W/MEM STOP | 197.36 | 1.33 | 3.85 | 1.48 | 2.17 | 1 |  |  |  | 084738120445 | 08473812044 | https://www.hammondvalve.com/wp-content/uploads/spec-sheets/8211.pdf | https://www.hammondvalve.com/wp-content/uploads/ioms/TwoPieceSolderBallValveIOM.pdf |  | 01/01/04
BV0722 | 8211020200 |  | 8211 | 821102 | 2 | AK | 2 | BALL VALVE,2 PC,BRASS BODY,400 WOG,SOLDER ENDS,STANDARD PORT,W/MEM STOP | 302.65 | 2.95 | 5.23 | 2 | 2.87 | 1 |  |  |  | 084738120452 | 08473812045 | https://www.hammondvalve.com/wp-content/uploads/spec-sheets/8211.pdf | https://www.hammondvalve.com/wp-content/uploads/ioms/TwoPieceSolderBallValveIOM.pdf |  | 01/01/04
BV0722 | 8211020212 |  | 8211 | 821102 | 2 1/2 | AK | 2.5 | BALL VALVE,2 PC,BRASS BODY,400 WOG,SOLDER ENDS,STANDARD PORT,W/MEM STOP | 982.21 | 5.5 | 5.94 | 2.5 | 3.66 | 1 |  |  |  | 084738120469 | 08473812046 | https://www.hammondvalve.com/wp-content/uploads/spec-sheets/8211.pdf | https://www.hammondvalve.com/wp-content/uploads/ioms/TwoPieceSolderBallValveIOM.pdf |  | 01/01/04
BV0722 | 8211020300 |  | 8211 | 821102 | 3 | AK | 3 | BALL VALVE,2 PC,BRASS BODY,400 WOG,SOLDER ENDS,STANDARD PORT,W/MEM STOP | 1494.52 | 8.65 | 6.97 | 3.02 | 4.02 | 1 |  |  |  | 084738120476 | 08473812047 | https://www.hammondvalve.com/wp-content/uploads/spec-sheets/8211.pdf | https://www.hammondvalve.com/wp-content/uploads/ioms/TwoPieceSolderBallValveIOM.pdf |  | 01/01/04
BV0722 | 8211030012 |  | 8211 | 821103 | 1/2 | AK | 0.5 | BALL VALVE,2 PC,BRASS BODY,400 WOG,SOLDER ENDS,STANDARD PORT,W/T-HANDLE | 62.28 | 0.34 | 2.19 | 0.89 | 1.5 | 1 |  |  |  | 084738130048 | 08473813004 | https://www.hammondvalve.com/wp-content/uploads/spec-sheets/8211.pdf | https://www.hammondvalve.com/wp-content/uploads/ioms/TwoPieceSolderBallValveIOM.pdf |  | 01/01/04
BV0722 | 8211030034 |  | 8211 | 821103 | 3/4 | AK | 0.75 | BALL VALVE,2 PC,BRASS BODY,400 WOG,SOLDER ENDS,STANDARD PORT,W/T-HANDLE | 103.68 | 0 | 2.83 | 1.09 | 1.61 | 1 |  |  |  | 084738130055 | 08473813005 | https://www.hammondvalve.com/wp-content/uploads/spec-sheets/8211.pdf | https://www.hammondvalve.com/wp-content/uploads/ioms/TwoPieceSolderBallValveIOM.pdf |  | 01/01/04
BV0722 | 8211040012 |  | 8211 | 821104 | 1/2 | AK | 0.5 | BALL VALVE,2 PC,BRASS BODY,400 WOG,SOLDER ENDS,STANDARD PORT,W/OVAL HANDLE | 83.22 | 0 | 2.19 | 0.89 | 1.5 | 1 |  |  |  | 084738130062 | 08473813006 | https://www.hammondvalve.com/wp-content/uploads/spec-sheets/8211.pdf | https://www.hammondvalve.com/wp-content/uploads/ioms/TwoPieceSolderBallValveIOM.pdf |  | 01/01/04
BV0722 | 8211060012 |  | 8211 | 821106 | 1/2 | AK | 0.5 | BALL VALVE,2 PC,BRASS BODY,400 WOG,SOLDER ENDS,STANDARD PORT,W/STEM EXT | 85.66 | 0.7 | 2.19 | 0.89 | 4.5 | 1 |  |  |  | 084738121084 | 08473812108 | https://www.hammondvalve.com/wp-content/uploads/spec-sheets/8211.pdf | https://www.hammondvalve.com/wp-content/uploads/ioms/TwoPieceSolderBallValveIOM.pdf |  | 01/01/04
BV0722 | 8211060034 |  | 8211 | 821106 | 3/4 | AK | 0.75 | BALL VALVE,2 PC,BRASS BODY,400 WOG,SOLDER ENDS,STANDARD PORT,W/STEM EXT | 103.68 | 0.64 | 2.83 | 1.09 | 4.61 | 1 |  |  |  | 084738121114 | 08473812111 | https://www.hammondvalve.com/wp-content/uploads/spec-sheets/8211.pdf | https://www.hammondvalve.com/wp-content/uploads/ioms/TwoPieceSolderBallValveIOM.pdf |  | 01/01/04
BV0722 | 8211060038 |  | 8211 | 821106 | 3/8 | AK | 0.375 | BALL VALVE,2 PC,BRASS BODY,400 WOG,SOLDER ENDS,STANDARD PORT,W/STEM EXT | 85.66 | 0 | 2.19 | 0.89 | 4.5 | 1 |  |  |  | 084738121121 | 08473812112 | https://www.hammondvalve.com/wp-content/uploads/spec-sheets/8211.pdf | https://www.hammondvalve.com/wp-content/uploads/ioms/TwoPieceSolderBallValveIOM.pdf |  | 01/01/04
BV0722 | 8211060100 |  | 8211 | 821106 | 1 | AK | 1 | BALL VALVE,2 PC,BRASS BODY,400 WOG,SOLDER ENDS,STANDARD PORT,W/STEM EXT | 152.03 | 1.555 | 3.44 | 1.26 | 5 | 1 |  |  |  | 084738121138 | 08473812113 | https://www.hammondvalve.com/wp-content/uploads/spec-sheets/8211.pdf | https://www.hammondvalve.com/wp-content/uploads/ioms/TwoPieceSolderBallValveIOM.pdf |  | 01/01/04
BV0722 | 8211060112 |  | 8211 | 821106 | 1 1/2 | AK | 1.5 | BALL VALVE,2 PC,BRASS BODY,400 WOG,SOLDER ENDS,STANDARD PORT,W/STEM EXT | 303.77 | 3.3 | 4.43 | 1.76 | 5.72 | 1 |  |  |  | 084738121145 | 08473812114 | https://www.hammondvalve.com/wp-content/uploads/spec-sheets/8211.pdf | https://www.hammondvalve.com/wp-content/uploads/ioms/TwoPieceSolderBallValveIOM.pdf |  | 01/01/04
BV0722 | 8211060114 |  | 8211 | 821106 | 1 1/4 | AK | 1.25 | BALL VALVE,2 PC,BRASS BODY,400 WOG,SOLDER ENDS,STANDARD PORT,W/STEM EXT | 230.89 | 1.95 | 3.85 | 1.48 | 2.17 | 1 |  |  |  | 084738121152 | 08473812115 | https://www.hammondvalve.com/wp-content/uploads/spec-sheets/8211.pdf | https://www.hammondvalve.com/wp-content/uploads/ioms/TwoPieceSolderBallValveIOM.pdf |  | 01/01/04
BV0722 | 8211060200 |  | 8211 | 821106 | 2 | AK | 2 | BALL VALVE,2 PC,BRASS BODY,400 WOG,SOLDER ENDS,STANDARD PORT,W/STEM EXT | 353.7 | 3.825 | 5.23 | 2 | 5.87 | 1 |  |  |  | 084738121169 | 08473812116 | https://www.hammondvalve.com/wp-content/uploads/spec-sheets/8211.pdf | https://www.hammondvalve.com/wp-content/uploads/ioms/TwoPieceSolderBallValveIOM.pdf |  | 01/01/04
BV0722 | 8211060212 |  | 8211 | 821106 | 2 1/2 | AK | 2.5 | BALL VALVE,2 PC,BRASS BODY,400 WOG,SOLDER ENDS,STANDARD PORT,W/STEM EXT | 1017.04 | 8.05 | 5.94 | 2.5 | 6 | 1 |  |  |  | 084738121947 | 08473812194 | https://www.hammondvalve.com/wp-content/uploads/spec-sheets/8211.pdf | https://www.hammondvalve.com/wp-content/uploads/ioms/TwoPieceSolderBallValveIOM.pdf |  | 01/01/04
BV0722 | 8211060300 |  | 8211 | 821106 | 3 | AK | 3 | BALL VALVE,2 PC,BRASS BODY,400 WOG,SOLDER ENDS,STANDARD PORT,W/STEM EXT | 1596.19 | 10 | 6.97 | 3.02 | 6.2 | 1 |  |  |  | 084738121176 | 08473812117 | https://www.hammondvalve.com/wp-content/uploads/spec-sheets/8211.pdf | https://www.hammondvalve.com/wp-content/uploads/ioms/TwoPieceSolderBallValveIOM.pdf |  | 01/01/04
BV0722 | 8211070012 |  | 8211 | 821107 | 1/2 | AK | 0.5 | BALL VALVE,2 PC,BRASS BODY,400 WOG,SOLDER ENDS,STANDARD PORT,W/LOCKING LEVER | 77.11 | 0 | 2.19 | 0.89 | 1.5 | 1 |  |  |  | 084738120926 | 08473812092 | https://www.hammondvalve.com/wp-content/uploads/spec-sheets/8211.pdf | https://www.hammondvalve.com/wp-content/uploads/ioms/TwoPieceSolderBallValveIOM.pdf |  | 01/01/04
BV0722 | 8211070034 |  | 8211 | 821107 | 3/4 | AK | 0.75 | BALL VALVE,2 PC,BRASS BODY,400 WOG,SOLDER ENDS,STANDARD PORT,W/LOCKING LEVER | 105.12 | 0 | 2.83 | 1.09 | 1.61 | 1 |  |  |  | 084738120971 | 08473812097 | https://www.hammondvalve.com/wp-content/uploads/spec-sheets/8211.pdf | https://www.hammondvalve.com/wp-content/uploads/ioms/TwoPieceSolderBallValveIOM.pdf |  | 01/01/04
BV0722 | 8211070100 |  | 8211 | 821107 | 1 | AK | 1 | BALL VALVE,2 PC,BRASS BODY,400 WOG,SOLDER ENDS,STANDARD PORT,W/LOCKING LEVER | 144.97 | 1.9 | 3.44 | 1.26 | 2 | 1 |  |  |  | 084738120988 | 08473812098 | https://www.hammondvalve.com/wp-content/uploads/spec-sheets/8211.pdf | https://www.hammondvalve.com/wp-content/uploads/ioms/TwoPieceSolderBallValveIOM.pdf |  | 01/01/04
BV0722 | 8211070112 |  | 8211 | 821107 | 1 1/2 | AK | 1.5 | BALL VALVE,2 PC,BRASS BODY,400 WOG,SOLDER ENDS,STANDARD PORT,W/LOCKING LEVER | 299.53 | 3.3 | 4.43 | 1.76 | 2.72 | 1 |  |  |  | 084738121008 | 08473812100 | https://www.hammondvalve.com/wp-content/uploads/spec-sheets/8211.pdf | https://www.hammondvalve.com/wp-content/uploads/ioms/TwoPieceSolderBallValveIOM.pdf |  | 01/01/04
BV0722 | 8211070114 |  | 8211 | 821107 | 1 1/4 | AK | 1.25 | BALL VALVE,2 PC,BRASS BODY,400 WOG,SOLDER ENDS,STANDARD PORT,W/LOCKING LEVER | 243.66 | 1.95 | 3.85 | 1.48 | 2.17 | 1 |  |  |  | 084738120995 | 08473812099 | https://www.hammondvalve.com/wp-content/uploads/spec-sheets/8211.pdf | https://www.hammondvalve.com/wp-content/uploads/ioms/TwoPieceSolderBallValveIOM.pdf |  | 01/01/04
BV0722 | 8211070200 |  | 8211 | 821107 | 2 | AK | 2 | BALL VALVE,2 PC,BRASS BODY,400 WOG,SOLDER ENDS,STANDARD PORT,W/LOCKING LEVER | 368.06 | 3.02 | 5.23 | 2 | 2.87 | 1 |  |  |  | 084738121015 | 08473812101 | https://www.hammondvalve.com/wp-content/uploads/spec-sheets/8211.pdf | https://www.hammondvalve.com/wp-content/uploads/ioms/TwoPieceSolderBallValveIOM.pdf |  | 01/01/04
BV0722 | 8211070212 |  | 8211 | 821107 | 2 1/2 | AK | 2.5 | BALL VALVE,2 PC,BRASS BODY,400 WOG,SOLDER ENDS,STANDARD PORT,W/LOCKING LEVER | 1051.59 | 5.78 | 5.94 | 2.5 | 3.66 | 1 |  |  |  | 084738121022 | 08473812102 | https://www.hammondvalve.com/wp-content/uploads/spec-sheets/8211.pdf | https://www.hammondvalve.com/wp-content/uploads/ioms/TwoPieceSolderBallValveIOM.pdf |  | 01/01/04
BV0722 | 8211070300 |  | 8211 | 821107 | 3 | AK | 3 | BALL VALVE,2 PC,BRASS BODY,400 WOG,SOLDER ENDS,STANDARD PORT,W/LOCKING LEVER | 1556.12 | 0 | 6.97 | 3.02 | 4.02 | 1 |  |  |  | 084738121039 | 08473812103 | https://www.hammondvalve.com/wp-content/uploads/spec-sheets/8211.pdf | https://www.hammondvalve.com/wp-content/uploads/ioms/TwoPieceSolderBallValveIOM.pdf |  | 01/01/04
BV0722 | 8271000012 |  | 8271 | 827100 | 1/2 | AK | 0.5 | BALL VALVE,2 PC,BRASS BODY,400 WOG,150 WSP,PTFE SEATS,COMPRESSION ENDS,STANDARD PORT | 127.35 | 0.54 | 3.2 | 0.39 | 1.54 | 10 |  |  |  | 084738130161 | 08473813016 | https://www.hammondvalve.com/wp-content/uploads/spec-sheets/8271.pdf | https://www.hammondvalve.com/consult-factory/ |  | 01/01/04
BV0722 | 8271000034 |  | 8271 | 827100 | 3/4 | AK | 0.75 | BALL VALVE,2 PC,BRASS BODY,400 WOG,150 WSP,PTFE SEATS,COMPRESSION ENDS,STANDARD PORT | 174.65 | 0.72 | 3.23 | 0.59 | 1.66 | 6 |  |  |  | 084738130178 | 08473813017 | https://www.hammondvalve.com/wp-content/uploads/spec-sheets/8271.pdf | https://www.hammondvalve.com/consult-factory/ |  | 01/01/04
BV0722 | 8271000100 |  | 8271 | 827100 | 1 | AK | 1 | BALL VALVE,2 PC,BRASS BODY,400 WOG,150 WSP,PTFE SEATS,COMPRESSION ENDS,STANDARD PORT | 247.67 | 1.24 | 0 | 0 | 0 | 6 |  |  |  | 084738130185 | 08473813018 | https://www.hammondvalve.com/wp-content/uploads/spec-sheets/8271.pdf | https://www.hammondvalve.com/consult-factory/ |  | 01/01/04
BV0722 | 8281000012 |  | 8281 | 828100 | 1/2 | AK | 0.5 | BALL VALVE,2 PC,BRASS BODY,400 WOG,150 WSP,PTFE SEATS,PEX ENDS,STANDARD PORT | 89.82 | 0.3 | 3.2 | 0.39 | 1.54 | 10 |  |  |  | 084738122722 | 08473812272 | https://www.hammondvalve.com/wp-content/uploads/spec-sheets/8281.pdf | https://www.hammondvalve.com/consult-factory/ |  | 01/01/04
BV0722 | 8281000034 |  | 8281 | 828100 | 3/4 | AK | 0.75 | BALL VALVE,2 PC,BRASS BODY,400 WOG,150 WSP,PTFE SEATS,PEX ENDS,STANDARD PORT | 124.14 | 0.46 | 3.23 | 0.59 | 1.66 | 6 |  |  |  | 084738122739 | 08473812273 | https://www.hammondvalve.com/wp-content/uploads/spec-sheets/8281.pdf | https://www.hammondvalve.com/consult-factory/ |  | 01/01/04
BV0722 | 8301A00100 |  | 8301A | 8301A00 | 1 | AC | 1 | BALL VALVE,2 PC,BRONZE BODY,600 WOG,150 WSP,THREADED ENDS,FULL PORT | 95.86 | 2.215 | 3.32 | 1.56 | 2.68 | 6 | 9.25 | 6.75 | 3.875 | 084738119777 | 08473811977 | https://www.hammondvalve.com/wp-content/uploads/spec-sheets/8301a8303a.pdf | https://www.hammondvalve.com/wp-content/uploads/ioms/TwoPieceThreadedBallValveIOM.pdf |  | 01/01/04
BV0722 | 8301A00112 |  | 8301A | 8301A00 | 1 1/2 | AC | 1.5 | BALL VALVE,2 PC,BRONZE BODY,600 WOG,150 WSP,THREADED ENDS,FULL PORT | 360.4 | 4.18 | 4.28 | 2.06 | 3 | 4 | 0 | 0 | 0 | 084738119791 | 08473811979 | https://www.hammondvalve.com/wp-content/uploads/spec-sheets/8301a8303a.pdf | https://www.hammondvalve.com/wp-content/uploads/ioms/TwoPieceThreadedBallValveIOM.pdf |  | 01/01/04
BV0722 | 8301A00114 |  | 8301A | 8301A00 | 1 1/4 | AC | 1.25 | BALL VALVE,2 PC,BRONZE BODY,600 WOG,150 WSP,THREADED ENDS,FULL PORT | 280.1 | 3.145 | 3.77 | 1.81 | 2.82 | 4 | 9.25 | 6.75 | 3.875 | 084738119784 | 08473811978 | https://www.hammondvalve.com/wp-content/uploads/spec-sheets/8301a8303a.pdf | https://www.hammondvalve.com/wp-content/uploads/ioms/TwoPieceThreadedBallValveIOM.pdf |  | 01/01/04
BV0722 | 8301A00200 |  | 8301A | 8301A00 | 2 | AC | 2 | BALL VALVE,2 PC,BRONZE BODY,600 WOG,150 WSP,THREADED ENDS,FULL PORT | 615.09 | 7.65 | 5.1 | 2.5 | 3.36 | 1 | 8 | 6 | 5 | 084738119807 | 08473811980 | https://www.hammondvalve.com/wp-content/uploads/spec-sheets/8301a8303a.pdf | https://www.hammondvalve.com/wp-content/uploads/ioms/TwoPieceThreadedBallValveIOM.pdf |  | 01/01/04
BV0722 | 8301A02114 |  | 8301A | 8301A02 | 1 1/4 | AC | 1.25 | BALL VALVE,2 PC,BRONZE BODY,600 WOG,150 WSP,THREADED ENDS,FULL PORT,W/MEM STOP | 288.12 | 3.12 | 3.77 | 1.81 | 2.82 | 4 | 9.25 | 6.75 | 3.875 | 084738291527 | 08473829152 | https://www.hammondvalve.com/wp-content/uploads/spec-sheets/8301a8303aopt.pdf | https://www.hammondvalve.com/wp-content/uploads/ioms/TwoPieceThreadedBallValveIOM.pdf |  | 02/09/11
BV0722 | 8301A04100 |  | 8301A | 8301A04 | 1 | AC | 1 | BALL VALVE,2 PC,BRONZE BODY,600 WOG,150 WSP,THREADED ENDS,FULL PORT,W/OVAL HANDLE | 153.28 | 2.16 | 0 | 0 | 0 | 6 | 9.25 | 6.75 | 3.875 | 084738289296 | 08473828929 | https://www.hammondvalve.com/wp-content/uploads/spec-sheets/8301a8303aopt.pdf | https://www.hammondvalve.com/wp-content/uploads/ioms/TwoPieceThreadedBallValveIOM.pdf |  | 07/23/09
BV0722 | 8301A06100 |  | 8301A | 8301A06 | 1 | AC | 1 | BALL VALVE,2 PC,BRONZE BODY,600 WOG,150 WSP,THREADED ENDS,FULL PORT,W/EXT. HANDLE | 135.97 | 2.555 | 3.32 | 1.56 | 2.68 | 12 | 17 | 13.1875 | 2.625 | 084738136187 | 08473813618 | https://www.hammondvalve.com/wp-content/uploads/spec-sheets/8301a8303aopt.pdf | https://www.hammondvalve.com/wp-content/uploads/ioms/TwoPieceThreadedBallValveIOM.pdf |  | 12/17/02
BV0722 | 8301A06112 |  | 8301A | 8301A06 | 1 1/2 | AC | 1.5 | BALL VALVE,2 PC,BRONZE BODY,600 WOG,150 WSP,THREADED ENDS,FULL PORT,W/EXT. HANDLE | 400.53 | 4.15 | 4.28 | 2.06 | 3 | 8 | 10.625 | 6.75 | 3.875 | 084738136200 | 08473813620 | https://www.hammondvalve.com/wp-content/uploads/spec-sheets/8301a8303aopt.pdf | https://www.hammondvalve.com/wp-content/uploads/ioms/TwoPieceThreadedBallValveIOM.pdf |  | 12/17/02
BV0722 | 8301A06114 |  | 8301A | 8301A06 | 1 1/4 | AC | 1.25 | BALL VALVE,2 PC,BRONZE BODY,600 WOG,150 WSP,THREADED ENDS,FULL PORT,W/EXT. HANDLE | 320.22 | 3.46 | 3.77 | 1.81 | 2.82 | 8 | 16 | 11.3125 | 3.6875 | 084738136194 | 08473813619 | https://www.hammondvalve.com/wp-content/uploads/spec-sheets/8301a8303aopt.pdf | https://www.hammondvalve.com/wp-content/uploads/ioms/TwoPieceThreadedBallValveIOM.pdf |  | 12/17/02
BV0722 | 8301A06200 |  | 8301A | 8301A06 | 2 | AC | 2 | BALL VALVE,2 PC,BRONZE BODY,600 WOG,150 WSP,THREADED ENDS,FULL PORT,W/EXT. HANDLE | 655.17 | 8.365 | 5.1 | 2.5 | 3.36 | 1 | 8 | 6 | 5 | 084738136217 | 08473813621 | https://www.hammondvalve.com/wp-content/uploads/spec-sheets/8301a8303aopt.pdf | https://www.hammondvalve.com/wp-content/uploads/ioms/TwoPieceThreadedBallValveIOM.pdf |  | 12/17/02
BV0722 | 8301A07100 |  | 8301A | 8301A07 | 1 | AC | 1 | BALL VALVE,2 PC,BRONZE BODY,600 WOG,150 WSP,THREADED ENDS,FULL PORT,W/LOCKING LEVER HANDLE | 121.21 | 2.25 | 3.32 | 1.56 | 2.68 | 6 | 9.25 | 6.75 | 3.875 | 084738136262 | 08473813626 | https://www.hammondvalve.com/wp-content/uploads/spec-sheets/8301a8303aopt.pdf | https://www.hammondvalve.com/wp-content/uploads/ioms/TwoPieceThreadedBallValveIOM.pdf |  | 12/17/02
BV0722 | 8301A07112 |  | 8301A | 8301A07 | 1 1/2 | AC | 1.5 | BALL VALVE,2 PC,BRONZE BODY,600 WOG,150 WSP,THREADED ENDS,FULL PORT,W/LOCKING LEVER HANDLE | 398.62 | 4.245 | 4.28 | 2.06 | 3 | 4 | 0 | 0 | 0 | 084738136286 | 08473813628 | https://www.hammondvalve.com/wp-content/uploads/spec-sheets/8301a8303aopt.pdf | https://www.hammondvalve.com/wp-content/uploads/ioms/TwoPieceThreadedBallValveIOM.pdf |  | 12/17/02
BV0722 | 8301A07114 |  | 8301A | 8301A07 | 1 1/4 | AC | 1.25 | BALL VALVE,2 PC,BRONZE BODY,600 WOG,150 WSP,THREADED ENDS,FULL PORT,W/LOCKING LEVER HANDLE | 318.3 | 3.85 | 3.77 | 1.81 | 2.82 | 6 | 9.25 | 6.75 | 3.875 | 084738136279 | 08473813627 | https://www.hammondvalve.com/wp-content/uploads/spec-sheets/8301a8303aopt.pdf | https://www.hammondvalve.com/wp-content/uploads/ioms/TwoPieceThreadedBallValveIOM.pdf |  | 12/17/02
BV0722 | 8301A07200 |  | 8301A | 8301A07 | 2 | AC | 2 | BALL VALVE,2 PC,BRONZE BODY,600 WOG,150 WSP,THREADED ENDS,FULL PORT,W/LOCKING LEVER HANDLE | 653.28 | 8.065 | 5.1 | 2.5 | 3.36 | 1 | 16 | 8.6875 | 4.9375 | 084738136293 | 08473813629 | https://www.hammondvalve.com/wp-content/uploads/spec-sheets/8301a8303aopt.pdf | https://www.hammondvalve.com/wp-content/uploads/ioms/TwoPieceThreadedBallValveIOM.pdf |  | 12/17/02
BV0722 | 8301A09100 |  | 8301A | 8301A09 | 1 | AC | 1 | BALL VALVE,2 PC,BRONZE BODY,600 WOG,150 WSP,THREADED ENDS,FULL PORT,STEM EXT. W/MEM STOP | 173.41 | 2.72 | 3.32 | 1.56 | 4.93 | 1 | 9.25 | 6.75 | 3.875 | 084738291480 | 08473829148 | https://www.hammondvalve.com/wp-content/uploads/spec-sheets/8301a8303aopt.pdf | https://www.hammondvalve.com/wp-content/uploads/ioms/TwoPieceThreadedBallValveIOM.pdf |  | 12/01/10
BV0722 | 8301A09112 |  | 8301A | 8301A09 | 1 1/2 | AC | 1.5 | BALL VALVE,2 PC,BRONZE BODY,600 WOG,150 WSP,THREADED ENDS,FULL PORT,STEM EXT. W/MEM STOP | 437.96 | 4.79 | 4.28 | 2.06 | 5.25 | 1 | 0 | 0 | 0 | 084738291459 | 08473829145 | https://www.hammondvalve.com/wp-content/uploads/spec-sheets/8301a8303aopt.pdf | https://www.hammondvalve.com/wp-content/uploads/ioms/TwoPieceThreadedBallValveIOM.pdf |  | 12/01/10
BV0722 | 8301A09114 |  | 8301A | 8301A09 | 1 1/4 | AC | 1.25 | BALL VALVE,2 PC,BRONZE BODY,600 WOG,150 WSP,THREADED ENDS,FULL PORT,STEM EXT. W/MEM STOP | 357.64 | 3.62 | 3.77 | 1.81 | 5.07 | 1 | 9.25 | 6.75 | 3.875 | 084738291466 | 08473829146 | https://www.hammondvalve.com/wp-content/uploads/spec-sheets/8301a8303aopt.pdf | https://www.hammondvalve.com/wp-content/uploads/ioms/TwoPieceThreadedBallValveIOM.pdf |  | 12/01/10
BV0722 | 8301A09200 |  | 8301A | 8301A09 | 2 | AC | 2 | BALL VALVE,2 PC,BRONZE BODY,600 WOG,150 WSP,THREADED ENDS,FULL PORT,STEM EXT. W/MEM STOP | 703.29 | 8.66 | 5.1 | 2.5 | 5.61 | 1 | 16 | 8.6875 | 4.9375 | 084738291473 | 08473829147 | https://www.hammondvalve.com/wp-content/uploads/spec-sheets/8301a8303aopt.pdf | https://www.hammondvalve.com/wp-content/uploads/ioms/TwoPieceThreadedBallValveIOM.pdf |  | 12/01/10
BV0722 | 8301A16100 |  | 8301A | 8301A16 | 1 | AC | 1 | BALL VALVE,2 PC,BRONZE BODY,600 WOG,150 WSP,THREADED ENDS,FULL PORT,W/INSULATOR HANDLE | 184.71 | 0 | 3.32 | 1.56 | 2.68 | 1 | 9.25 | 6.75 | 3.875 | 084738293408 | 08473829340 | https://www.hammondvalve.com/wp-content/uploads/spec-sheets/8301a8303atih.pdf | https://www.hammondvalve.com/wp-content/uploads/ioms/TwoPieceThreadedBallValveIOM.pdf |  | 06/25/14
BV0722 | 8301A16112 |  | 8301A | 8301A16 | 1 1/2 | AC | 1.5 | BALL VALVE,2 PC,BRONZE BODY,600 WOG,150 WSP,THREADED ENDS,FULL PORT,W/INSULATOR HANDLE | 449.3 | 0 | 4.28 | 2.06 | 3 | 1 | 0 | 0 | 0 | 084738293422 | 08473829342 | https://www.hammondvalve.com/wp-content/uploads/spec-sheets/8301a8303atih.pdf | https://www.hammondvalve.com/wp-content/uploads/ioms/TwoPieceThreadedBallValveIOM.pdf |  | 06/25/14
BV0722 | 8301A16114 |  | 8301A | 8301A16 | 1 1/4 | AC | 1.25 | BALL VALVE,2 PC,BRONZE BODY,600 WOG,150 WSP,THREADED ENDS,FULL PORT,W/INSULATOR HANDLE | 368.97 | 0 | 3.77 | 1.81 | 4.57 | 1 | 9.25 | 6.75 | 3.875 | 084738293415 | 08473829341 | https://www.hammondvalve.com/wp-content/uploads/spec-sheets/8301a8303atih.pdf | https://www.hammondvalve.com/wp-content/uploads/ioms/TwoPieceThreadedBallValveIOM.pdf |  | 06/25/14
BV0722 | 8301A16200 |  | 8301A | 8301A16 | 2 | AC | 2 | BALL VALVE,2 PC,BRONZE BODY,600 WOG,150 WSP,THREADED ENDS,FULL PORT,W/INSULATOR HANDLE | 703.96 | 0 | 5.1 | 2.5 | 5.11 | 1 | 16 | 8.6875 | 4.9375 | 084738293439 | 08473829343 | https://www.hammondvalve.com/wp-content/uploads/spec-sheets/8301a8303atih.pdf | https://www.hammondvalve.com/wp-content/uploads/ioms/TwoPieceThreadedBallValveIOM.pdf |  | 06/25/14
BV0722 | 8303A00100 |  | 8303A | 8303A00 | 1 | AC | 1 | BALL VALVE,2 PC,BRONZE BODY,SS BALL & STEM,600 WOG,150 SWP,THREADED ENDS,FULL PORT | 172.54 | 2.19 | 3.32 | 1.56 | 2.68 | 6 | 9.25 | 6.75 | 3.875 | 084738119814 | 08473811981 | https://www.hammondvalve.com/wp-content/uploads/spec-sheets/8301a8303a.pdf | https://www.hammondvalve.com/wp-content/uploads/ioms/TwoPieceThreadedBallValveIOM.pdf |  | 01/01/04
BV0722 | 8303A00112 |  | 8303A | 8303A00 | 1 1/2 | AC | 1.5 | BALL VALVE,2 PC,BRONZE BODY,SS BALL & STEM,600 WOG,150 SWP,THREADED ENDS,FULL PORT | 514.24 | 4.385 | 4.28 | 2.06 | 3 | 4 | 0 | 0 | 0 | 084738119838 | 08473811983 | https://www.hammondvalve.com/wp-content/uploads/spec-sheets/8301a8303a.pdf | https://www.hammondvalve.com/wp-content/uploads/ioms/TwoPieceThreadedBallValveIOM.pdf |  | 01/01/04
BV0722 | 8303A00114 |  | 8303A | 8303A00 | 1 1/4 | AC | 1.25 | BALL VALVE,2 PC,BRONZE BODY,SS BALL & STEM,600 WOG,150 SWP,THREADED ENDS,FULL PORT | 428.34 | 3.225 | 3.77 | 1.81 | 2.82 | 4 | 9.25 | 6.75 | 3.875 | 084738119821 | 08473811982 | https://www.hammondvalve.com/wp-content/uploads/spec-sheets/8301a8303a.pdf | https://www.hammondvalve.com/wp-content/uploads/ioms/TwoPieceThreadedBallValveIOM.pdf |  | 01/01/04
BV0722 | 8303A00200 |  | 8303A | 8303A00 | 2 | AC | 2 | BALL VALVE,2 PC,BRONZE BODY,SS BALL & STEM,600 WOG,150 SWP,THREADED ENDS,FULL PORT | 861.01 | 8.585 | 5.1 | 2.5 | 3.36 | 1 | 16 | 8.6875 | 4.9375 | 084738119845 | 08473811984 | https://www.hammondvalve.com/wp-content/uploads/spec-sheets/8301a8303a.pdf | https://www.hammondvalve.com/wp-content/uploads/ioms/TwoPieceThreadedBallValveIOM.pdf |  | 01/01/04
BV0722 | 8303A06100 |  | 8303A | 8303A06 | 1 | AC | 1 | BALL VALVE,2 PC,BRONZE BODY,SS BALL & STEM,600 WOG,150 SWP,THREADED ENDS,FULL PORT,W/EXT. HANDLE | 212.65 | 2.525 | 3.32 | 1.06 | 7.18 | 6 | 16 | 11.3125 | 3.6875 | 084738285342 | 08473828534 | https://www.hammondvalve.com/wp-content/uploads/spec-sheets/8301a8303aopt.pdf | https://www.hammondvalve.com/wp-content/uploads/ioms/TwoPieceThreadedBallValveIOM.pdf |  | 07/21/05
BV0722 | 8303A06112 |  | 8303A | 8303A06 | 1 1/2 | AC | 1.5 | BALL VALVE,2 PC,BRONZE BODY,SS BALL & STEM,600 WOG,150 SWP,THREADED ENDS,FULL PORT,W/EXT. HANDLE | 554.34 | 4.65 | 4.28 | 1.56 | 7.5 | 6 | 10.625 | 6.75 | 3.875 | 084738285366 | 08473828536 | https://www.hammondvalve.com/wp-content/uploads/spec-sheets/8301a8303aopt.pdf | https://www.hammondvalve.com/wp-content/uploads/ioms/TwoPieceThreadedBallValveIOM.pdf |  | 07/21/05
BV0722 | 8303A06114 |  | 8303A | 8303A06 | 1 1/4 | AC | 1.25 | BALL VALVE,2 PC,BRONZE BODY,SS BALL & STEM,600 WOG,150 SWP,THREADED ENDS,FULL PORT,W/EXT. HANDLE | 468.45 | 3.52 | 3.77 | 1.31 | 7.32 | 6 | 16 | 11.3125 | 3.6875 | 084738285359 | 08473828535 | https://www.hammondvalve.com/wp-content/uploads/spec-sheets/8301a8303aopt.pdf | https://www.hammondvalve.com/wp-content/uploads/ioms/TwoPieceThreadedBallValveIOM.pdf |  | 07/21/05
BV0722 | 8303A06200 |  | 8303A | 8303A06 | 2 | AC | 2 | BALL VALVE,2 PC,BRONZE BODY,SS BALL & STEM,600 WOG,150 SWP,THREADED ENDS,FULL PORT,W/EXT. HANDLE | 909.11 | 9.02 | 5.1 | 2 | 7.86 | 1 | 8 | 6 | 5 | 084738285373 | 08473828537 | https://www.hammondvalve.com/wp-content/uploads/spec-sheets/8301a8303aopt.pdf | https://www.hammondvalve.com/wp-content/uploads/ioms/TwoPieceThreadedBallValveIOM.pdf |  | 07/21/05
BV0722 | 8303A07100 |  | 8303A | 8303A07 | 1 | AC | 1 | BALL VALVE,2 PC,BRONZE BODY,SS BALL & STEM,600 WOG,150 SWP,THREADED ENDS,FULL PORT,W/LOCKING LEVER | 197.89 | 2.56 | 0 | 0 | 0 | 6 | 9.25 | 6.75 | 3.875 | 084738288558 | 08473828855 | https://www.hammondvalve.com/wp-content/uploads/spec-sheets/8301a8303aopt.pdf | https://www.hammondvalve.com/wp-content/uploads/ioms/TwoPieceThreadedBallValveIOM.pdf |  | 10/20/08
BV0722 | 8303A07112 |  | 8303A | 8303A07 | 1 1/2 | AC | 1.5 | BALL VALVE,2 PC,BRONZE BODY,SS BALL & STEM,600 WOG,150 SWP,THREADED ENDS,FULL PORT,W/LOCKING LEVER | 552.45 | 4.465 | 4.28 | 2.06 | 3 | 4 | 0 | 0 | 0 | 084738286790 | 08473828679 | https://www.hammondvalve.com/wp-content/uploads/spec-sheets/8301a8303aopt.pdf | https://www.hammondvalve.com/wp-content/uploads/ioms/TwoPieceThreadedBallValveIOM.pdf |  | 06/26/06
BV0722 | 8303A07200 |  | 8303A | 8303A07 | 2 | AC | 2 | BALL VALVE,2 PC,BRONZE BODY,SS BALL & STEM,600 WOG,150 SWP,THREADED ENDS,FULL PORT,W/LOCKING LEVER | 899.19 | 4.5 | 0 | 0 | 0 | 1 | 8 | 6 | 5 | 084738288565 | 08473828856 | https://www.hammondvalve.com/wp-content/uploads/spec-sheets/8301a8303aopt.pdf | https://www.hammondvalve.com/wp-content/uploads/ioms/TwoPieceThreadedBallValveIOM.pdf |  | 10/20/08
BV0722 | 8303A16100 |  | 8303A | 8303A16 | 1 | AC | 1 | BALL VALVE,2 PC,BRONZE BODY,SS BALL & STEM,600 WOG,150 SWP,THREADED ENDS,FULL PORT,W/INSULATOR HNDL | 261.43 | 0 | 3.32 | 1.56 | 4.43 | 1 | 9.25 | 6.75 | 3.875 | 084738293446 | 08473829344 | https://www.hammondvalve.com/wp-content/uploads/spec-sheets/8301a8303aopt.pdf | https://www.hammondvalve.com/wp-content/uploads/ioms/TwoPieceThreadedBallValveIOM.pdf |  | 06/25/14
BV0722 | 8303A16112 |  | 8303A | 8303A16 | 1 1/2 | AC | 1.5 | BALL VALVE,2 PC,BRONZE BODY,SS BALL & STEM,600 WOG,150 SWP,THREADED ENDS,FULL PORT,W/INSULATOR HNDL | 603.11 | 0 | 4.28 | 2.06 | 4.75 | 1 | 0 | 0 | 0 | 084738293460 | 08473829346 | https://www.hammondvalve.com/wp-content/uploads/spec-sheets/8301a8303atih.pdf | https://www.hammondvalve.com/wp-content/uploads/ioms/TwoPieceThreadedBallValveIOM.pdf |  | 06/25/14
BV0722 | 8303A16114 |  | 8303A | 8303A16 | 1 1/4 | AC | 1.25 | BALL VALVE,2 PC,BRONZE BODY,SS BALL & STEM,600 WOG,150 SWP,THREADED ENDS,FULL PORT,W/INSULATOR HNDL | 517.19 | 0 | 3.77 | 1.81 | 4.57 | 1 | 9.25 | 6.75 | 3.875 | 084738293453 | 08473829345 | https://www.hammondvalve.com/wp-content/uploads/spec-sheets/8301a8303atih.pdf | https://www.hammondvalve.com/wp-content/uploads/ioms/TwoPieceThreadedBallValveIOM.pdf |  | 06/25/14
BV0722 | 8303A16200 |  | 8303A | 8303A16 | 2 | AC | 2 | BALL VALVE,2 PC,BRONZE BODY,SS BALL & STEM,600 WOG,150 SWP,THREADED ENDS,FULL PORT,W/INSULATOR HNDL | 949.9 | 0 | 5.1 | 2.5 | 5.11 | 1 | 16 | 8.6875 | 4.9375 | 084738293477 | 08473829347 | https://www.hammondvalve.com/wp-content/uploads/spec-sheets/8301a8303atih.pdf | https://www.hammondvalve.com/wp-content/uploads/ioms/TwoPieceThreadedBallValveIOM.pdf |  | 06/25/14
BV0722 | 8311A00100 |  | 8311A | 8311A00 | 1 | AC | 1 | BALL VALVE,2 PC,BRONZE BODY,CP BALL,600 WOG,150 WSP,SOLDER ENDS,FULL PORT | 95.86 | 1.87 | 3.75 | 1.56 | 2.67 | 6 |  |  |  | 084738136347 | 08473813634 | https://www.hammondvalve.com/wp-content/uploads/spec-sheets/8311a8313a.pdf | https://www.hammondvalve.com/wp-content/uploads/ioms/TwoPieceSolderBallValveIOM.pdf |  | 12/17/02
BV0722 | 8311A00112 |  | 8311A | 8311A00 | 1 1/2 | AC | 1.5 | BALL VALVE,2 PC,BRONZE BODY,CP BALL,600 WOG,150 WSP,SOLDER ENDS,FULL PORT | 360.4 | 4.02 | 6 | 2.06 | 2.99 | 3 |  |  |  | 084738136361 | 08473813636 | https://www.hammondvalve.com/wp-content/uploads/spec-sheets/8311a8313a.pdf | https://www.hammondvalve.com/wp-content/uploads/ioms/TwoPieceSolderBallValveIOM.pdf |  | 12/17/02
BV0722 | 8311A00114 |  | 8311A | 8311A00 | 1 1/4 | AC | 1.25 | BALL VALVE,2 PC,BRONZE BODY,CP BALL,600 WOG,150 WSP,SOLDER ENDS,FULL PORT | 280.1 | 2.81 | 5 | 1.81 | 2.82 | 4 |  |  |  | 084738136354 | 08473813635 | https://www.hammondvalve.com/wp-content/uploads/spec-sheets/8311a8313a.pdf | https://www.hammondvalve.com/wp-content/uploads/ioms/TwoPieceSolderBallValveIOM.pdf |  | 12/17/02
BV0722 | 8311A00200 |  | 8311A | 8311A00 | 2 | AC | 2 | BALL VALVE,2 PC,BRONZE BODY,CP BALL,600 WOG,150 WSP,SOLDER ENDS,FULL PORT | 615.09 | 7.625 | 6.75 | 2.5 | 3.51 | 1 | 8 | 6 | 5 | 084738136378 | 08473813637 | https://www.hammondvalve.com/wp-content/uploads/spec-sheets/8311a8313a.pdf | https://www.hammondvalve.com/wp-content/uploads/ioms/TwoPieceSolderBallValveIOM.pdf |  | 12/17/02
BV0722 | 8311A06100 |  | 8311A | 8311A06 | 1 | AC | 1 | BALL VALVE,2 PC,BRONZE BODY,CP BALL,600 WOG,150 WSP,SOLDER ENDS,FULL PORT,W/EXT. HANDLE | 135.97 | 2.24 | 6 | 1.56 | 5.24 | 10 | 17 | 13.1875 | 2.625 | 084738286370 | 08473828637 | https://www.hammondvalve.com/wp-content/uploads/8311a8313aopt.pdf | https://www.hammondvalve.com/wp-content/uploads/ioms/TwoPieceSolderBallValveIOM.pdf |  | 09/28/05
BV0722 | 8311A06112 |  | 8311A | 8311A06 | 1 1/2 | AC | 1.5 | BALL VALVE,2 PC,BRONZE BODY,CP BALL,600 WOG,150 WSP,SOLDER ENDS,FULL PORT,W/EXT. HANDLE | 400.53 | 4.365 | 6 | 1.56 | 5.24 | 3 |  |  |  | 084738286394 | 08473828639 | https://www.hammondvalve.com/wp-content/uploads/8311a8313aopt.pdf | https://www.hammondvalve.com/wp-content/uploads/ioms/TwoPieceSolderBallValveIOM.pdf |  | 09/28/05
BV0722 | 8311A06114 |  | 8311A | 8311A06 | 1 1/4 | AC | 1.25 | BALL VALVE,2 PC,BRONZE BODY,CP BALL,600 WOG,150 WSP,SOLDER ENDS,FULL PORT,W/EXT. HANDLE | 320.22 | 3.275 | 5 | 1.31 | 8.07 | 4 |  |  |  | 084738286387 | 08473828638 | https://www.hammondvalve.com/wp-content/uploads/8311a8313aopt.pdf | https://www.hammondvalve.com/wp-content/uploads/ioms/TwoPieceSolderBallValveIOM.pdf |  | 09/28/05
BV0722 | 8311A06200 |  | 8311A | 8311A06 | 2 | AC | 2 | BALL VALVE,2 PC,BRONZE BODY,CP BALL,600 WOG,150 WSP,SOLDER ENDS,FULL PORT,W/EXT. HANDLE | 655.17 | 8.05 | 6.75 | 2 | 5.76 | 1 |  |  |  | 084738286400 | 08473828640 | https://www.hammondvalve.com/wp-content/uploads/8311a8313aopt.pdf | https://www.hammondvalve.com/wp-content/uploads/ioms/TwoPieceSolderBallValveIOM.pdf |  | 09/28/05
BV0722 | 8311A07100 |  | 8311A | 8311A07 | 1 | AC | 1 | BALL VALVE,2 PC,BRONZE BODY,CP BALL,600 WOG,150 WSP,SOLDER ENDS,FULL PORT,W/LOCKING LEVER | 121.22 | 1.98 | 0 | 0 | 0 | 1 |  |  |  | 084738289395 | 08473828939 | https://www.hammondvalve.com/wp-content/uploads/8311a8313aopt.pdf | https://www.hammondvalve.com/wp-content/uploads/ioms/TwoPieceSolderBallValveIOM.pdf |  | 08/05/09
BV0722 | 8311A07112 |  | 8311A | 8311A07 | 1 1/2 | AC | 1.5 | BALL VALVE,2 PC,BRONZE BODY,CP BALL,600 WOG,150 WSP,SOLDER ENDS,FULL PORT,W/LOCKING LEVER | 398.62 | 4.05 | 6 | 2.06 | 2.99 | 1 |  |  |  | 084738289388 | 08473828938 | https://www.hammondvalve.com/wp-content/uploads/8311a8313aopt.pdf | https://www.hammondvalve.com/wp-content/uploads/ioms/TwoPieceSolderBallValveIOM.pdf |  | 08/05/09
BV0722 | 8311A07200 |  | 8311A | 8311A07 | 2 | AC | 2 | BALL VALVE,2 PC,BRONZE BODY,CP BALL,600 WOG,150 WSP,SOLDER ENDS,FULL PORT,W/LOCKING LEVER | 653.28 | 7.8 | 0 | 0 | 0 | 1 |  |  |  | 084738289371 | 08473828937 | https://www.hammondvalve.com/wp-content/uploads/8311a8313aopt.pdf | https://www.hammondvalve.com/wp-content/uploads/ioms/TwoPieceSolderBallValveIOM.pdf |  | 08/05/09
BV0722 | 8311A09100 |  | 8311A | 8311A09 | 1 | AC | 1 | BALL VALVE,2 PC,BRONZE BODY,CP BALL,600 WOG,150 WSP,SOLDER ENDS,FULL PORT,STEM EXT. W/MEM STOP | 173.41 | 2.25 | 0 | 0 | 0 | 1 | 9.25 | 6.75 | 3.875 | 084738289302 | 08473828930 | https://www.hammondvalve.com/wp-content/uploads/8311a8313aopt.pdf | https://www.hammondvalve.com/wp-content/uploads/ioms/TwoPieceSolderBallValveIOM.pdf |  | 07/29/09
BV0722 | 8311A09112 |  | 8311A | 8311A09 | 1 1/2 | AC | 1.5 | BALL VALVE,2 PC,BRONZE BODY,CP BALL,600 WOG,150 WSP,SOLDER ENDS,FULL PORT,STEM EXT. W/MEM STOP | 437.96 | 4.4 | 0 | 0 | 0 | 1 | 10.625 | 6.75 | 3.875 | 084738289326 | 08473828932 | https://www.hammondvalve.com/wp-content/uploads/8311a8313aopt.pdf | https://www.hammondvalve.com/wp-content/uploads/ioms/TwoPieceSolderBallValveIOM.pdf |  | 07/29/09
BV0722 | 8311A09114 |  | 8311A | 8311A09 | 1 1/4 | AC | 1.25 | BALL VALVE,2 PC,BRONZE BODY,CP BALL,600 WOG,150 WSP,SOLDER ENDS,FULL PORT,STEM EXT. W/MEM STOP | 357.64 | 3.215 | 0 | 0 | 0 | 1 | 16 | 11.3125 | 3.6875 | 084738289319 | 08473828931 | https://www.hammondvalve.com/wp-content/uploads/8311a8313aopt.pdf | https://www.hammondvalve.com/wp-content/uploads/ioms/TwoPieceSolderBallValveIOM.pdf |  | 07/29/09
BV0722 | 8311A09200 |  | 8311A | 8311A09 | 2 | AC | 2 | BALL VALVE,2 PC,BRONZE BODY,CP BALL,600 WOG,150 WSP,SOLDER ENDS,FULL PORT,STEM EXT. W/MEM STOP | 703.29 | 7.99 | 0 | 0 | 0 | 1 | 19.4375 | 9 | 3.875 | 084738289333 | 08473828933 | https://www.hammondvalve.com/wp-content/uploads/8311a8313aopt.pdf | https://www.hammondvalve.com/wp-content/uploads/ioms/TwoPieceSolderBallValveIOM.pdf |  | 07/29/09
BV0722 | 8313A00100 |  | 8313A | 8313A00 | 1 | AC | 1 | BALL VALVE,2 PC,BRONZE BODY,SS BALL & STEM,600 WOG,150 WSP,SOLDER ENDS,FULL PORT | 172.54 | 1.885 | 3.75 | 1.56 | 2.67 | 6 |  |  |  | 084738137634 | 08473813763 | https://www.hammondvalve.com/wp-content/uploads/spec-sheets/8311a8313a.pdf | https://www.hammondvalve.com/wp-content/uploads/ioms/TwoPieceSolderBallValveIOM.pdf |  | 11/17/03
BV0722 | 8313A00112 |  | 8313A | 8313A00 | 1 1/2 | AC | 1.5 | BALL VALVE,2 PC,BRONZE BODY,SS BALL & STEM,600 WOG,150 WSP,SOLDER ENDS,FULL PORT | 514.24 | 4.12 | 6 | 2.06 | 2.99 | 3 |  |  |  | 084738137658 | 08473813765 | https://www.hammondvalve.com/wp-content/uploads/spec-sheets/8311a8313a.pdf | https://www.hammondvalve.com/wp-content/uploads/ioms/TwoPieceSolderBallValveIOM.pdf |  | 11/17/03
BV0722 | 8313A00114 |  | 8313A | 8313A00 | 1 1/4 | AC | 1.25 | BALL VALVE,2 PC,BRONZE BODY,SS BALL & STEM,600 WOG,150 WSP,SOLDER ENDS,FULL PORT | 428.34 | 3.035 | 5 | 1.81 | 2.82 | 4 |  |  |  | 084738137641 | 08473813764 | https://www.hammondvalve.com/wp-content/uploads/spec-sheets/8311a8313a.pdf | https://www.hammondvalve.com/wp-content/uploads/ioms/TwoPieceSolderBallValveIOM.pdf |  | 11/17/03
BV0722 | 8313A00200 |  | 8313A | 8313A00 | 2 | AC | 2 | BALL VALVE,2 PC,BRONZE BODY,SS BALL & STEM,600 WOG,150 WSP,SOLDER ENDS,FULL PORT | 861.01 | 8.255 | 6.75 | 2.5 | 3.51 | 1 |  |  |  | 084738137665 | 08473813766 | https://www.hammondvalve.com/wp-content/uploads/spec-sheets/8311a8313a.pdf | https://www.hammondvalve.com/wp-content/uploads/ioms/TwoPieceSolderBallValveIOM.pdf |  | 11/17/03
BV0722 | 8313A06100 |  | 8313A | 8313A06 | 1 | AC | 1 | BALL VALVE,2 PC,BRONZE BODY,SS BALL & STEM,600 WOG,150 WSP,SOLDER ENDS,FULL PORT,W/EXT. HANDLE | 212.65 | 2.235 | 3.32 | 1.06 | 7.18 | 6 | 16 | 11.3125 | 3.6875 | 084738283829 | 08473828382 | https://www.hammondvalve.com/wp-content/uploads/8311a8313aopt.pdf | https://www.hammondvalve.com/wp-content/uploads/ioms/TwoPieceSolderBallValveIOM.pdf |  | 05/26/04
BV0722 | 8313A06112 |  | 8313A | 8313A06 | 1 1/2 | AC | 1.5 | BALL VALVE,2 PC,BRONZE BODY,SS BALL & STEM,600 WOG,150 WSP,SOLDER ENDS,FULL PORT,W/EXT. HANDLE | 554.34 | 4.595 | 4.28 | 1.56 | 7.5 | 6 | 10.625 | 6.75 | 3.875 | 084738283843 | 08473828384 | https://www.hammondvalve.com/wp-content/uploads/8311a8313aopt.pdf | https://www.hammondvalve.com/wp-content/uploads/ioms/TwoPieceSolderBallValveIOM.pdf |  | 05/26/04
BV0722 | 8313A06114 |  | 8313A | 8313A06 | 1 1/4 | AC | 1.25 | BALL VALVE,2 PC,BRONZE BODY,SS BALL & STEM,600 WOG,150 WSP,SOLDER ENDS,FULL PORT,W/EXT. HANDLE | 468.45 | 3.39 | 3.77 | 1.31 | 7.32 | 6 | 16 | 11.3125 | 3.6875 | 084738283836 | 08473828383 | https://www.hammondvalve.com/wp-content/uploads/8311a8313aopt.pdf | https://www.hammondvalve.com/wp-content/uploads/ioms/TwoPieceSolderBallValveIOM.pdf |  | 05/26/04
BV0722 | 8313A06200 |  | 8313A | 8313A06 | 2 | AC | 2 | BALL VALVE,2 PC,BRONZE BODY,SS BALL & STEM,600 WOG,150 WSP,SOLDER ENDS,FULL PORT,W/EXT. HANDLE | 909.11 | 8.56 | 5.1 | 2 | 7.86 | 1 | 16 | 8.6875 | 4.9375 | 084738283850 | 08473828385 | https://www.hammondvalve.com/wp-content/uploads/8311a8313aopt.pdf | https://www.hammondvalve.com/wp-content/uploads/ioms/TwoPieceSolderBallValveIOM.pdf |  | 05/26/04
BV0722 | 8313A07100 |  | 8313A | 8313A07 | 1 | AC | 1 | BALL VALVE,2 PC,BRONZE BODY,SS BALL & STEM,600 WOG,150 WSP,SOLDER ENDS,FULL PORT,W/LOCKING LEVER | 197.89 | 1.98 | 0 | 0 | 0 | 6 |  |  |  | 084738291534 | 08473829153 | https://www.hammondvalve.com/wp-content/uploads/8311a8313aopt.pdf | https://www.hammondvalve.com/wp-content/uploads/ioms/TwoPieceSolderBallValveIOM.pdf |  | 02/28/11
BV0722 | 8313A07112 |  | 8313A | 8313A07 | 1 1/2 | AC | 1.5 | BALL VALVE,2 PC,BRONZE BODY,SS BALL & STEM,600 WOG,150 WSP,SOLDER ENDS,FULL PORT,W/LOCKING LEVER | 552.45 | 4.26 | 0 | 0 | 0 | 2 |  |  |  | 084738291558 | 08473829155 | https://www.hammondvalve.com/wp-content/uploads/8311a8313aopt.pdf | https://www.hammondvalve.com/wp-content/uploads/ioms/TwoPieceSolderBallValveIOM.pdf |  | 02/28/11
BV0722 | 8313A07114 |  | 8313A | 8313A07 | 1 1/4 | AC | 1.25 | BALL VALVE,2 PC,BRONZE BODY,SS BALL & STEM,600 WOG,150 WSP,SOLDER ENDS,FULL PORT,W/LOCKING LEVER | 466.54 | 3.1 | 0 | 0 | 0 | 3 |  |  |  | 084738291541 | 08473829154 | https://www.hammondvalve.com/wp-content/uploads/8311a8313aopt.pdf | https://www.hammondvalve.com/wp-content/uploads/ioms/TwoPieceSolderBallValveIOM.pdf |  | 02/28/11
BV0722 | 8313A07200 |  | 8313A | 8313A07 | 2 | AC | 2 | BALL VALVE,2 PC,BRONZE BODY,SS BALL & STEM,600 WOG,150 WSP,SOLDER ENDS,FULL PORT,W/LOCKING LEVER | 899.19 | 8.165 | 0 | 0 | 0 | 1 |  |  |  | 084738291565 | 08473829156 | https://www.hammondvalve.com/wp-content/uploads/8311a8313aopt.pdf | https://www.hammondvalve.com/wp-content/uploads/ioms/TwoPieceSolderBallValveIOM.pdf |  | 02/28/11
BV0722 | 8422N10012 |  | 8422 | 8422N1 | 1/2 | AL | 0.5 | BALL VALVE,2 PC,CS BODY AND BALL,2000 WOG,THREADED,NXT-75 SEAT,LOCKING LEVER | 148.93 | 0.068 | 0 | 0 | 0 | 10 | 8.6 | 6.2 | 2.6 | 084738292326 | 08473829232 | https://www.hammondvalve.com/wp-content/uploads/spec-sheets/8400series.pdf | https://www.hammondvalve.com/wp-content/uploads/ioms/20_22SeriesIOM.pdf |  | 10/02/12
BV0722 | 8422N10014 |  | 8422 | 8422N1 | 1/4 | AL | 0.25 | BALL VALVE,2 PC,CS BODY AND BALL,2000 WOG,THREADED,NXT-75 SEAT,LOCKING LEVER | 144.45 | 0.7 | 0 | 0 | 0 | 10 | 8.6 | 6.2 | 2.6 | 084738292302 | 08473829230 | https://www.hammondvalve.com/wp-content/uploads/spec-sheets/8400series.pdf | https://www.hammondvalve.com/wp-content/uploads/ioms/20_22SeriesIOM.pdf |  | 10/02/12
BV0722 | 8422N10034 |  | 8422 | 8422N1 | 3/4 | AL | 0.75 | BALL VALVE,2 PC,CS BODY AND BALL,2000 WOG,THREADED,NXT-75 SEAT,LOCKING LEVER | 215.06 | 1.34 | 0 | 0 | 0 | 10 | 10.5 | 8 | 4.3 | 084738292333 | 08473829233 | https://www.hammondvalve.com/wp-content/uploads/spec-sheets/8400series.pdf | https://www.hammondvalve.com/wp-content/uploads/ioms/20_22SeriesIOM.pdf |  | 10/02/12
BV0722 | 8422N10038 |  | 8422 | 8422N1 | 3/8 | AL | 0.375 | BALL VALVE,2 PC,CS BODY AND BALL,2000 WOG,THREADED,NXT-75 SEAT,LOCKING LEVER | 144.45 | 0.48 | 0 | 0 | 0 | 10 | 8.6 | 6.2 | 2.6 | 084738292319 | 08473829231 | https://www.hammondvalve.com/wp-content/uploads/spec-sheets/8400series.pdf | https://www.hammondvalve.com/wp-content/uploads/ioms/20_22SeriesIOM.pdf |  | 10/02/12
BV0722 | 8422N10100 |  | 8422 | 8422N1 | 1 | AL | 1 | BALL VALVE,2 PC,CS BODY AND BALL,1500 WOG,THREADED,NXT-75 SEAT,LOCKING LEVER | 268.97 | 1.94 | 0 | 0 | 0 | 10 | 10.5 | 8 | 4.3 | 084738292340 | 08473829234 | https://www.hammondvalve.com/wp-content/uploads/spec-sheets/8400series.pdf | https://www.hammondvalve.com/wp-content/uploads/ioms/20_22SeriesIOM.pdf |  | 10/02/12
BV0722 | 8422N10112 |  | 8422 | 8422N1 | 1 1/2 | AL | 1.5 | BALL VALVE,2 PC,CS BODY AND BALL,1500 WOG,THREADED,NXT-75 SEAT,LOCKING LEVER | 584.86 | 3.78 | 0 | 0 | 0 | 5 | 10.5 | 8 | 4.3 | 084738292364 | 08473829236 | https://www.hammondvalve.com/wp-content/uploads/spec-sheets/8400series.pdf | https://www.hammondvalve.com/wp-content/uploads/ioms/20_22SeriesIOM.pdf |  | 10/02/12
BV0722 | 8422N10114 |  | 8422 | 8422N1 | 1 1/4 | AL | 1.25 | BALL VALVE,2 PC,CS BODY AND BALL,1500 WOG,THREADED,NXT-75 SEAT,LOCKING LEVER | 477.13 | 2.68 | 0 | 0 | 0 | 5 | 10.5 | 8 | 4.3 | 084738292357 | 08473829235 | https://www.hammondvalve.com/wp-content/uploads/spec-sheets/8400series.pdf | https://www.hammondvalve.com/wp-content/uploads/ioms/20_22SeriesIOM.pdf |  | 10/02/12
BV0722 | 8422N10200 |  | 8422 | 8422N1 | 2 | AL | 2 | BALL VALVE,2 PC,CS BODY AND BALL,1500 WOG,THREADED,NXT-75 SEAT,LOCKING LEVER | 773.47 | 5.86 | 0 | 0 | 0 | 4 | 10.8 | 5.6 | 3.2 | 084738292371 | 08473829237 | https://www.hammondvalve.com/wp-content/uploads/spec-sheets/8400series.pdf | https://www.hammondvalve.com/wp-content/uploads/ioms/20_22SeriesIOM.pdf |  | 10/02/12
BV0722 | 8423N10012 |  | 8423 | 8423N1 | 1/2 | AL | 0.5 | BALL VALVE,2 PC,CS BODY AND SS BALL,2000 WOG,THREADED,NXT-75 SEAT,LOCKING LEVER | 148.93 | 0.7 | 0 | 0 | 0 | 10 | 8.6 | 6.2 | 2.6 | 084738292395 | 08473829239 | https://www.hammondvalve.com/wp-content/uploads/spec-sheets/8400series.pdf | https://www.hammondvalve.com/wp-content/uploads/ioms/20_22SeriesIOM.pdf |  | 10/02/12
BV0722 | 8423N10014 |  | 8423 | 8423N1 | 1/4 | AL | 0.25 | BALL VALVE,2 PC,CS BODY AND SS BALL,2000 WOG,THREADED,NXT-75 SEAT,LOCKING LEVER | 144.45 | 0.52 | 0 | 0 | 0 | 10 | 8.6 | 6.2 | 2.6 | 084738292388 | 08473829238 | https://www.hammondvalve.com/wp-content/uploads/spec-sheets/8400series.pdf | https://www.hammondvalve.com/wp-content/uploads/ioms/20_22SeriesIOM.pdf |  | 10/02/12
BV0722 | 8423N10034 |  | 8423 | 8423N1 | 3/4 | AL | 0.75 | BALL VALVE,2 PC,CS BODY AND SS BALL,2000 WOG,THREADED,NXT-75 SEAT,LOCKING LEVER | 215.06 | 1.36 | 0 | 0 | 0 | 10 | 10.5 | 8 | 4.3 | 084738292401 | 08473829240 | https://www.hammondvalve.com/wp-content/uploads/spec-sheets/8400series.pdf | https://www.hammondvalve.com/wp-content/uploads/ioms/20_22SeriesIOM.pdf |  | 10/02/12
BV0722 | 8423N10038 |  | 8423 | 8423N1 | 3/8 | AL | 0.375 | BALL VALVE,2 PC,CS BODY AND SS BALL,2000 WOG,THREADED,NXT-75 SEAT,LOCKING LEVER | 144.45 | 0.48 | 0 | 0 | 0 | 10 | 8.6 | 6.2 | 2.6 | 084738292531 | 08473829253 | https://www.hammondvalve.com/wp-content/uploads/spec-sheets/8400series.pdf | https://www.hammondvalve.com/wp-content/uploads/ioms/20_22SeriesIOM.pdf |  | 10/02/12
BV0722 | 8423N10100 |  | 8423 | 8423N1 | 1 | AL | 1 | BALL VALVE,2 PC,CS BODY AND SS BALL,1500 WOG,THREADED,NXT-75 SEAT,LOCKING LEVER | 268.97 | 1.94 | 0 | 0 | 0 | 10 | 10.5 | 8 | 4.3 | 084738292418 | 08473829241 | https://www.hammondvalve.com/wp-content/uploads/spec-sheets/8400series.pdf | https://www.hammondvalve.com/wp-content/uploads/ioms/20_22SeriesIOM.pdf |  | 10/02/12
BV0722 | 8423N10112 |  | 8423 | 8423N1 | 1 1/2 | AL | 1.5 | BALL VALVE,2 PC,CS BODY AND SS BALL,1500 WOG,THREADED,NXT-75 SEAT,LOCKING LEVER | 584.86 | 3.78 | 0 | 0 | 0 | 5 | 10.5 | 8 | 4.3 | 084738292432 | 08473829243 | https://www.hammondvalve.com/wp-content/uploads/spec-sheets/8400series.pdf | https://www.hammondvalve.com/wp-content/uploads/ioms/20_22SeriesIOM.pdf |  | 10/02/12
BV0722 | 8423N10114 |  | 8423 | 8423N1 | 1 1/4 | AL | 1.25 | BALL VALVE,2 PC,CS BODY AND SS BALL,1500 WOG,THREADED,NXT-75 SEAT,LOCKING LEVER | 477.13 | 2.64 | 0 | 0 | 0 | 5 | 10.5 | 8 | 4.3 | 084738292425 | 08473829242 | https://www.hammondvalve.com/wp-content/uploads/spec-sheets/8400series.pdf | https://www.hammondvalve.com/wp-content/uploads/ioms/20_22SeriesIOM.pdf |  | 10/02/12
BV0722 | 8423N10200 |  | 8423 | 8423N1 | 2 | AL | 2 | BALL VALVE,2 PC,CS BODY AND SS BALL,1500 WOG,THREADED,NXT-75 SEAT,LOCKING LEVER | 773.47 | 5.82 | 0 | 0 | 0 | 4 | 10.8 | 5.6 | 3.2 | 084738292449 | 08473829244 | https://www.hammondvalve.com/wp-content/uploads/spec-sheets/8400series.pdf | https://www.hammondvalve.com/wp-content/uploads/ioms/20_22SeriesIOM.pdf |  | 10/02/12
BV0722 | 8433N10012 |  | 8433 | 8433N1 | 1/2 | AL | 0.5 | BALL VALVE,SS BODY AND BALL,2000 WOG,THREADED,NXT-75 SEAT,LOCKING LEVER | 196.09 | 0.68 | 0 | 0 | 0 | 10 | 8.6 | 6.2 | 2.6 | 084738292470 | 08473829247 | https://www.hammondvalve.com/wp-content/uploads/spec-sheets/8400series.pdf | https://www.hammondvalve.com/consult-factory/ |  | 10/02/12
BV0722 | 8433N10014 |  | 8433 | 8433N1 | 1/4 | AL | 0.25 | BALL VALVE,SS BODY AND BALL,2000 WOG,THREADED,NXT-75 SEAT,LOCKING LEVER | 196.09 | 0.052 | 0 | 0 | 0 | 10 | 8.6 | 6.2 | 2.6 | 084738292456 | 08473829245 | https://www.hammondvalve.com/wp-content/uploads/spec-sheets/8400series.pdf | https://www.hammondvalve.com/consult-factory/ |  | 10/02/12
BV0722 | 8433N10034 |  | 8433 | 8433N1 | 3/4 | AL | 0.75 | BALL VALVE,SS BODY AND BALL,2000 WOG,THREADED,NXT-75 SEAT,LOCKING LEVER | 312.77 | 1.34 | 0 | 0 | 0 | 10 | 10.5 | 8 | 4.3 | 084738292487 | 08473829248 | https://www.hammondvalve.com/wp-content/uploads/spec-sheets/8400series.pdf | https://www.hammondvalve.com/consult-factory/ |  | 10/02/12
BV0722 | 8433N10038 |  | 8433 | 8433N1 | 3/8 | AL | 0.375 | BALL VALVE,SS BODY AND BALL,2000 WOG,THREADED,NXT-75 SEAT,LOCKING LEVER | 196.09 | 0.46 | 0 | 0 | 0 | 10 | 8.6 | 6.2 | 2.6 | 084738292463 | 08473829246 | https://www.hammondvalve.com/wp-content/uploads/spec-sheets/8400series.pdf | https://www.hammondvalve.com/consult-factory/ |  | 10/02/12
BV0722 | 8433N10100 |  | 8433 | 8433N1 | 1 | AL | 1 | BALL VALVE,SS BODY AND BALL,2000 WOG,THREADED,NXT-75 SEAT,LOCKING LEVER | 372.22 | 1.92 | 0 | 0 | 0 | 10 | 10.5 | 8 | 4.3 | 084738292494 | 08473829249 | https://www.hammondvalve.com/wp-content/uploads/spec-sheets/8400series.pdf | https://www.hammondvalve.com/consult-factory/ |  | 10/02/12
BV0722 | 8433N10112 |  | 8433 | 8433N1 | 1 1/2 | AL | 1.5 | BALL VALVE,SS BODY AND BALL,1500 WOG,THREADED,NXT-75 SEAT,LOCKING LEVER | 710.6 | 3.72 | 0 | 0 | 0 | 5 | 10.5 | 8 | 4.3 | 084738292517 | 08473829251 | https://www.hammondvalve.com/wp-content/uploads/spec-sheets/8400series.pdf | https://www.hammondvalve.com/consult-factory/ |  | 10/02/12
BV0722 | 8433N10114 |  | 8433 | 8433N1 | 1 1/4 | AL | 1.25 | BALL VALVE,SS BODY AND BALL,1500 WOG,THREADED,NXT-75 SEAT,LOCKING LEVER | 688.18 | 2.66 | 0 | 0 | 0 | 5 | 10.5 | 8 | 4.3 | 084738292500 | 08473829250 | https://www.hammondvalve.com/wp-content/uploads/spec-sheets/8400series.pdf | https://www.hammondvalve.com/consult-factory/ |  | 10/02/12
BV0722 | 8433N10200 |  | 8433 | 8433N1 | 2 | AL | 2 | BALL VALVE,SS BODY AND BALL,1500 WOG,THREADED,NXT-75 SEAT,LOCKING LEVER | 912.66 | 5.74 | 0 | 0 | 0 | 4 | 10.8 | 5.6 | 3.2 | 084738292524 | 08473829252 | https://www.hammondvalve.com/wp-content/uploads/spec-sheets/8400series.pdf | https://www.hammondvalve.com/consult-factory/ |  | 10/02/12
BV0722 | 84740- D -940 |  | 84740- D -940 | 84740D940 |  | 6E | 0 | HANDLE OVAL BA100,BA300, 8501,8604 SERIES 1/4" - 1/2" | 26.43 | 0.155 | 0 | 0 | 0 | 1 |  |  |  | 697988553705 | 69798855370 |  |  |  | 01/01/04
BV0722 | 84740- F -940 |  | 84740- F -940 | 84740F940 |  | 6E | 0 | HANDLE OVAL (BA100,BA400,8501,8301 SERIES 3/4" - 1")(BA300,8604 SERIES 3/4") | 32.04 | 0.285 | 0 | 0 | 0 | 1 |  |  |  | 697988553712 | 69798855371 |  |  |  | 01/01/04
BV0722 | 84740- J -940 |  | 84740- J -940 | 84740J940 |  | 6E | 0 | HANDLE OVAL (BA100,8501 SERIES 1 1/4" - 2") (BA300,400,8604,8301 SERIES 1 1/2") | 57.43 | 0.365 | 0 | 0 | 0 | 1 |  |  |  | 697988553729 | 69798855372 |  |  |  | 01/01/04
BV0722 | 8501000012 |  | 8501 | 850100 | 1/2 | AC | 0.5 | BALL VALVE,2 PC,BRONZE BODY,600 WOG,150 WSP,THREADED ENDS,FULL PORT | 52.3 | 0.57 | 2.19 | 0.51 | 1.91 | 10 | 6.625 | 5.1875 | 2.8125 | 084738108009 | 08473810800 | https://www.hammondvalve.com/wp-content/uploads/spec-sheets/85018503.pdf | https://www.hammondvalve.com/wp-content/uploads/ioms/TwoPieceThreadedBallValveIOM.pdf |  | 01/01/04
BV0722 | 8501000014 |  | 8501 | 850100 | 1/4 | AC | 0.25 | BALL VALVE,2 PC,BRONZE BODY,600 WOG,150 WSP,THREADED ENDS,FULL PORT | 52.3 | 0.53 | 1.86 | 0.38 | 1.78 | 10 | 6.625 | 5.1875 | 2.8125 | 084738107989 | 08473810798 | https://www.hammondvalve.com/wp-content/uploads/spec-sheets/85018503.pdf | https://www.hammondvalve.com/wp-content/uploads/ioms/TwoPieceThreadedBallValveIOM.pdf |  | 01/01/04
BV0722 | 8501000034 |  | 8501 | 850100 | 3/4 | AC | 0.75 | BALL VALVE,2 PC,BRONZE BODY,600 WOG,150 WSP,THREADED ENDS,FULL PORT | 85.95 | 0.97 | 2.64 | 0.76 | 2.08 | 6 | 6.625 | 5.1875 | 2.8125 | 084738108016 | 08473810801 | https://www.hammondvalve.com/wp-content/uploads/spec-sheets/85018503.pdf | https://www.hammondvalve.com/wp-content/uploads/ioms/TwoPieceThreadedBallValveIOM.pdf |  | 01/01/04
BV0722 | 8501000038 |  | 8501 | 850100 | 3/8 | AC | 0.375 | BALL VALVE,2 PC,BRONZE BODY,600 WOG,150 WSP,THREADED ENDS,FULL PORT | 52.3 | 0.495 | 1.86 | 0.38 | 1.81 | 10 | 6.625 | 5.1875 | 2.8125 | 084738107996 | 08473810799 | https://www.hammondvalve.com/wp-content/uploads/spec-sheets/85018503.pdf | https://www.hammondvalve.com/wp-content/uploads/ioms/TwoPieceThreadedBallValveIOM.pdf |  | 01/01/04
BV0722 | 8501000100 |  | 8501 | 850100 | 1 | AC | 1 | BALL VALVE,2 PC,BRONZE BODY,600 WOG,150 WSP,THREADED ENDS,STANDARD PORT | 94.99 | 1.42 | 3.17 | 0.88 | 2.25 | 6 | 7.5 | 5.5625 | 3.25 | 084738108023 | 08473810802 | https://www.hammondvalve.com/wp-content/uploads/spec-sheets/85018503.pdf | https://www.hammondvalve.com/wp-content/uploads/ioms/TwoPieceThreadedBallValveIOM.pdf |  | 01/01/04
BV0722 | 8501000112 |  | 8501 | 850100 | 1 1/2 | AC | 1.5 | BALL VALVE,2 PC,BRONZE BODY,600 WOG,150 WSP,THREADED ENDS,STANDARD PORT | 234.13 | 3.325 | 0.96 | 1.32 | 2.84 | 4 | 9.25 | 6.75 | 3.875 | 084738108047 | 08473810804 | https://www.hammondvalve.com/wp-content/uploads/spec-sheets/85018503.pdf | https://www.hammondvalve.com/wp-content/uploads/ioms/TwoPieceThreadedBallValveIOM.pdf |  | 01/01/04
BV0722 | 8501000114 |  | 8501 | 850100 | 1 1/4 | AC | 1.25 | BALL VALVE,2 PC,BRONZE BODY,600 WOG,150 WSP,THREADED ENDS,STANDARD PORT | 183.45 | 2.39 | 3.5 | 1.07 | 2.66 | 6 | 9.25 | 6.75 | 3.875 | 084738108030 | 08473810803 | https://www.hammondvalve.com/wp-content/uploads/spec-sheets/85018503.pdf | https://www.hammondvalve.com/wp-content/uploads/ioms/TwoPieceThreadedBallValveIOM.pdf |  | 01/01/04
BV0722 | 8501000200 |  | 8501 | 850100 | 2 | AC | 2 | BALL VALVE,2 PC,BRONZE BODY,600 WOG,150 WSP,THREADED ENDS,STANDARD PORT | 294.88 | 4.32 | 4.3 | 1.57 | 3 | 4 | 10.625 | 6.75 | 3.875 | 084738108054 | 08473810805 | https://www.hammondvalve.com/wp-content/uploads/spec-sheets/85018503.pdf | https://www.hammondvalve.com/wp-content/uploads/ioms/TwoPieceThreadedBallValveIOM.pdf |  | 01/01/04
BV0722 | 8501000212 |  | 8501 | 850100 | 2 1/2 | AC | 2.5 | BALL VALVE,2 PC,BRONZE BODY,600 WOG,150 WSP,THREADED ENDS,STANDARD PORT | 1434.53 | 9.25 | 5.56 | 2 | 3.47 | 1 | 8 | 6 | 5 | 084738109075 | 08473810907 | https://www.hammondvalve.com/wp-content/uploads/spec-sheets/85018503.pdf | https://www.hammondvalve.com/wp-content/uploads/ioms/TwoPieceThreadedBallValveIOM.pdf |  | 01/01/04
BV0722 | 8501000300 |  | 8501 | 850100 | 3 | AC | 3 | BALL VALVE,2 PC,BRONZE BODY,600 WOG,150 WSP,THREADED ENDS,STANDARD PORT | 1630.19 | 15.33 | 6.2 | 2.31 | 3.9 | 1 | 5 | 5.375 | 6.25 | 084738109082 | 08473810908 | https://www.hammondvalve.com/wp-content/uploads/spec-sheets/85018503.pdf | https://www.hammondvalve.com/wp-content/uploads/ioms/TwoPieceThreadedBallValveIOM.pdf |  | 01/01/04
BV0722 | 8501020012 |  | 8501 | 850102 | 1/2 | AC | 0.5 | BALL VALVE,2 PC,BRONZE BODY,600 WOG,150 WSP,THREADED ENDS,FULL PORT,W/MEM STOP | 60.31 | 0.585 | 2.19 | 0.51 | 1.91 | 10 |  |  |  | 084738122180 | 08473812218 | https://www.hammondvalve.com/wp-content/uploads/spec-sheets/85018503.pdf | https://www.hammondvalve.com/wp-content/uploads/ioms/TwoPieceThreadedBallValveIOM.pdf |  | 01/01/04
BV0722 | 8501020014 |  | 8501 | 850102 | 1/4 | AC | 0.25 | BALL VALVE,2 PC,BRONZE BODY,600 WOG,150 WSP,THREADED ENDS,FULL PORT,W/MEM STOP | 60.31 | 0 | 1.86 | 0.38 | 1.78 | 10 |  |  |  | 084738122159 | 08473812215 | https://www.hammondvalve.com/wp-content/uploads/spec-sheets/85018503.pdf | https://www.hammondvalve.com/wp-content/uploads/ioms/TwoPieceThreadedBallValveIOM.pdf |  | 01/01/04
BV0722 | 8501020034 |  | 8501 | 850102 | 3/4 | AC | 0.75 | BALL VALVE,2 PC,BRONZE BODY,600 WOG,150 WSP,THREADED ENDS,FULL PORT,W/MEM STOP | 93.96 | 0.98 | 2.64 | 0.76 | 2.08 | 6 |  |  |  | 084738122197 | 08473812219 | https://www.hammondvalve.com/wp-content/uploads/spec-sheets/85018503.pdf | https://www.hammondvalve.com/wp-content/uploads/ioms/TwoPieceThreadedBallValveIOM.pdf |  | 01/01/04
BV0722 | 8501020038 |  | 8501 | 850102 | 3/8 | AC | 0.375 | BALL VALVE,2 PC,BRONZE BODY,600 WOG,150 WSP,THREADED ENDS,FULL PORT,W/MEM STOP | 60.31 | 0 | 1.86 | 0.38 | 1.81 | 10 |  |  |  | 084738122166 | 08473812216 | https://www.hammondvalve.com/wp-content/uploads/spec-sheets/85018503.pdf | https://www.hammondvalve.com/wp-content/uploads/ioms/TwoPieceThreadedBallValveIOM.pdf |  | 01/01/04
BV0722 | 8501020100 |  | 8501 | 850102 | 1 | AC | 1 | BALL VALVE,2 PC,BRONZE BODY,600 WOG,150 WSP,THREADED ENDS,STANDARD PORT,W/MEM STOP | 103 | 1.46 | 3.17 | 0.88 | 2.25 | 6 |  |  |  | 084738122203 | 08473812220 | https://www.hammondvalve.com/wp-content/uploads/spec-sheets/85018503.pdf | https://www.hammondvalve.com/wp-content/uploads/ioms/TwoPieceThreadedBallValveIOM.pdf |  | 01/01/04
BV0722 | 8501020112 |  | 8501 | 850102 | 1 1/2 | AC | 1.5 | BALL VALVE,2 PC,BRONZE BODY,600 WOG,150 WSP,THREADED ENDS,STANDARD PORT,W/MEM STOP | 242.14 | 3.4 | 0.96 | 1.32 | 2.84 | 4 |  |  |  | 084738122227 | 08473812222 | https://www.hammondvalve.com/wp-content/uploads/spec-sheets/85018503.pdf | https://www.hammondvalve.com/wp-content/uploads/ioms/TwoPieceThreadedBallValveIOM.pdf |  | 01/01/04
BV0722 | 8501020114 |  | 8501 | 850102 | 1 1/4 | AC | 1.25 | BALL VALVE,2 PC,BRONZE BODY,600 WOG,150 WSP,THREADED ENDS,STANDARD PORT,W/MEM STOP | 191.47 | 2.45 | 3.5 | 1.07 | 2.66 | 6 |  |  |  | 084738122210 | 08473812221 | https://www.hammondvalve.com/wp-content/uploads/spec-sheets/85018503.pdf | https://www.hammondvalve.com/wp-content/uploads/ioms/TwoPieceThreadedBallValveIOM.pdf |  | 01/01/04
BV0722 | 8501020200 |  | 8501 | 850102 | 2 | AC | 2 | BALL VALVE,2 PC,BRONZE BODY,600 WOG,150 WSP,THREADED ENDS,STANDARD PORT,W/MEM STOP | 302.91 | 4.35 | 4.3 | 1.57 | 3 | 4 |  |  |  | 084738122234 | 08473812223 | https://www.hammondvalve.com/wp-content/uploads/spec-sheets/85018503.pdf | https://www.hammondvalve.com/wp-content/uploads/ioms/TwoPieceThreadedBallValveIOM.pdf |  | 01/01/04
BV0722 | 8501030034 |  | 8501 | 850103 | 3/4 | AC | 0.75 | BALL VALVE,2 PC,BRONZE BODY,600 WOG,150 WSP,THREADED ENDS,FULL PORT,W/T-HANDLE | 115.89 | 0.94 | 2.64 | 0.76 | 2.08 | 8 |  |  |  | 084738121091 | 08473812109 | https://www.hammondvalve.com/wp-content/uploads/spec-sheets/85018503.pdf | https://www.hammondvalve.com/wp-content/uploads/ioms/TwoPieceThreadedBallValveIOM.pdf |  | 01/01/04
BV0722 | 8501030100 |  | 8501 | 850103 | 1 | AC | 1 | BALL VALVE,2 PC,BRONZE BODY,600 WOG,150 WSP,THREADED ENDS,STANDARD PORT,W/T-HANDLE | 124.91 | 1.36 | 3.17 | 0.88 | 2.25 | 6 |  |  |  | 084738132486 | 08473813248 | https://www.hammondvalve.com/wp-content/uploads/spec-sheets/85018503.pdf | https://www.hammondvalve.com/wp-content/uploads/ioms/TwoPieceThreadedBallValveIOM.pdf |  | 01/01/04
BV0722 | 8501040012 |  | 8501 | 850104 | 1/2 | AC | 0.5 | BALL VALVE,2 PC,BRONZE BODY,600 WOG,150 WSP,THREADED ENDS,FULL PORT,W/OVAL HANDLE | 78.72 | 0.64 | 2.19 | 0.51 | 1.91 | 1 |  |  |  | 084738132509 | 08473813250 | https://www.hammondvalve.com/wp-content/uploads/spec-sheets/85018503.pdf | https://www.hammondvalve.com/wp-content/uploads/ioms/TwoPieceThreadedBallValveIOM.pdf |  | 01/01/04
BV0722 | 8501040014 |  | 8501 | 850104 | 1/4 | AC | 0.25 | BALL VALVE,2 PC,BRONZE BODY,600 WOG,150 WSP,THREADED ENDS,FULL PORT,W/OVAL HANDLE | 78.72 | 0 | 1.86 | 0.38 | 1.78 | 1 |  |  |  | 084738132493 | 08473813249 | https://www.hammondvalve.com/wp-content/uploads/spec-sheets/85018503.pdf | https://www.hammondvalve.com/wp-content/uploads/ioms/TwoPieceThreadedBallValveIOM.pdf |  | 01/01/04
BV0722 | 8501060012 |  | 8501 | 850106 | 1/2 | AC | 0.5 | BALL VALVE,2 PC,BRONZE BODY,600 WOG,150 WSP,THREADED ENDS,FULL PORT,W/STEM EXT. | 74.98 | 0.675 | 2.19 | 1 | 3.24 | 20 | 6.625 | 5.1875 | 2.8125 | 084738120698 | 08473812069 | https://www.hammondvalve.com/wp-content/uploads/spec-sheets/85018503.pdf | https://www.hammondvalve.com/wp-content/uploads/ioms/TwoPieceThreadedBallValveIOM.pdf |  | 01/01/04
BV0722 | 8501060014 |  | 8501 | 850106 | 1/4 | AC | 0.25 | BALL VALVE,2 PC,BRONZE BODY,600 WOG,150 WSP,THREADED ENDS,FULL PORT,W/STEM EXT. | 74.98 | 0.495 | 1.86 | 0.88 | 3.03 | 20 | 6.625 | 5.1875 | 2.8125 | 084738120667 | 08473812066 | https://www.hammondvalve.com/wp-content/uploads/spec-sheets/85018503.pdf | https://www.hammondvalve.com/wp-content/uploads/ioms/TwoPieceThreadedBallValveIOM.pdf |  | 01/01/04
BV0722 | 8501060034 |  | 8501 | 850106 | 3/4 | AC | 0.75 | BALL VALVE,2 PC,BRONZE BODY,600 WOG,150 WSP,THREADED ENDS,FULL PORT,W/STEM EXT. | 108.66 | 1.15 | 2.64 | 1.26 | 3.33 | 18 | 20.875 | 10.1875 | 2.25 | 084738119098 | 08473811909 | https://www.hammondvalve.com/wp-content/uploads/spec-sheets/85018503.pdf | https://www.hammondvalve.com/wp-content/uploads/ioms/TwoPieceThreadedBallValveIOM.pdf |  | 01/01/04
BV0722 | 8501060038 |  | 8501 | 850106 | 3/8 | AC | 0.375 | BALL VALVE,2 PC,BRONZE BODY,600 WOG,150 WSP,THREADED ENDS,FULL PORT,W/STEM EXT. | 74.98 | 0.6 | 1.86 | 0.88 | 2.06 | 20 | 6.625 | 5.1875 | 2.8125 | 084738120674 | 08473812067 | https://www.hammondvalve.com/wp-content/uploads/spec-sheets/85018503.pdf | https://www.hammondvalve.com/wp-content/uploads/ioms/TwoPieceThreadedBallValveIOM.pdf |  | 01/01/04
BV0722 | 8501060100 |  | 8501 | 850106 | 1 | AC | 1 | BALL VALVE,2 PC,BRONZE BODY,600 WOG,150 WSP,THREADED ENDS,STANDARD PORT,W/STEM EXT. | 117.68 | 1.4 | 3.17 | 1.38 | 3.5 | 15 | 7.5 | 5.5625 | 3.25 | 084738120681 | 08473812068 | https://www.hammondvalve.com/wp-content/uploads/spec-sheets/85018503.pdf | https://www.hammondvalve.com/wp-content/uploads/ioms/TwoPieceThreadedBallValveIOM.pdf |  | 01/01/04
BV0722 | 8501060112 |  | 8501 | 850106 | 1 1/2 | AC | 1.5 | BALL VALVE,2 PC,BRONZE BODY,600 WOG,150 WSP,THREADED ENDS,STANDARD PORT,W/STEM EXT. | 274.23 | 3.62 | 3.96 | 1.81 | 4.09 | 4 | 9.25 | 6.75 | 3.875 | 084738120711 | 08473812071 | https://www.hammondvalve.com/wp-content/uploads/spec-sheets/85018503.pdf | https://www.hammondvalve.com/wp-content/uploads/ioms/TwoPieceThreadedBallValveIOM.pdf |  | 01/01/04
BV0722 | 8501060114 |  | 8501 | 850106 | 1 1/4 | AC | 1.25 | BALL VALVE,2 PC,BRONZE BODY,600 WOG,150 WSP,THREADED ENDS,STANDARD PORT,W/STEM EXT. | 223.56 | 2.72 | 3.5 | 1.56 | 3.91 | 6 | 9.25 | 6.75 | 3.875 | 084738120704 | 08473812070 | https://www.hammondvalve.com/wp-content/uploads/spec-sheets/85018503.pdf | https://www.hammondvalve.com/wp-content/uploads/ioms/TwoPieceThreadedBallValveIOM.pdf |  | 01/01/04
BV0722 | 8501060200 |  | 8501 | 850106 | 2 | AC | 2 | BALL VALVE,2 PC,BRONZE BODY,600 WOG,150 WSP,THREADED ENDS,STANDARD PORT,W/STEM EXT. | 335 | 4.68 | 4.3 | 2.06 | 4.25 | 6 | 10.625 | 6.75 | 3.875 | 084738120728 | 08473812072 | https://www.hammondvalve.com/wp-content/uploads/spec-sheets/85018503.pdf | https://www.hammondvalve.com/wp-content/uploads/ioms/TwoPieceThreadedBallValveIOM.pdf |  | 01/01/04
BV0722 | 850106P20012 |  | 8501 | 850106P2 | 1/2 | AC | 0.5 | BALL VALVE,2 PC,BRONZE BODY,600 WOG,150 WSP,PRESS ENDS,FULL PORT,W/STEM EXT. | 95.12 | 0.98 | 2.19 | 1 | 3.24 | 0 |  |  |  | 084738295372 | 08473829537 | https://www.hammondvalve.com/wp-content/uploads/spec-sheets/8501p28503p2opt.pdf | https://www.hammondvalve.com/wp-content/uploads/ioms/TwoPieceThreadedBallValveIOM.pdf | https://www.hammondvalve.com/wp-content/uploads/ioms/UltraPressIOM.pdf | 10/22/19
BV0722 | 850106P20034 |  | 8501 | 850106P2 | 3/4 | AC | 0.75 | BALL VALVE,2 PC,BRONZE BODY,600 WOG,150 WSP,PRESS ENDS,FULL PORT,W/STEM EXT. | 140.71 | 1.1 | 2.64 | 1.26 | 3.33 | 0 |  |  |  | 084738295389 | 08473829538 | https://www.hammondvalve.com/wp-content/uploads/spec-sheets/8501p28503p2opt.pdf | https://www.hammondvalve.com/wp-content/uploads/ioms/TwoPieceThreadedBallValveIOM.pdf | https://www.hammondvalve.com/wp-content/uploads/ioms/UltraPressIOM.pdf | 10/22/19
BV0722 | 850106P20100 |  | 8501 | 850106P2 | 1 | AC | 1 | BALL VALVE,2 PC,BRONZE BODY,600 WOG,150 WSP,PRESS ENDS,STANDARD PORT,W/STEM EXT. | 187.64 | 0 | 3.17 | 1.38 | 3.5 | 0 |  |  |  | 084738295396 | 08473829539 | https://www.hammondvalve.com/wp-content/uploads/spec-sheets/8501p28503p2opt.pdf | https://www.hammondvalve.com/wp-content/uploads/ioms/TwoPieceThreadedBallValveIOM.pdf | https://www.hammondvalve.com/wp-content/uploads/ioms/UltraPressIOM.pdf | 10/22/19
BV0722 | 850106P20112 |  | 8501 | 850106P2 | 1 1/2 | AC | 1.5 | BALL VALVE,2 PC,BRONZE BODY,600 WOG,150 WSP,PRESS ENDS,STANDARD PORT,W/STEM EXT. | 431.91 | 4.9 | 3.96 | 1.81 | 4.09 | 0 |  |  |  | 084738295419 | 08473829541 | https://www.hammondvalve.com/wp-content/uploads/spec-sheets/8501p28503p2opt.pdf | https://www.hammondvalve.com/wp-content/uploads/ioms/TwoPieceThreadedBallValveIOM.pdf | https://www.hammondvalve.com/wp-content/uploads/ioms/UltraPressIOM.pdf | 10/22/19
BV0722 | 850106P20114 |  | 8501 | 850106P2 | 1 1/4 | AC | 1.25 | BALL VALVE,2 PC,BRONZE BODY,600 WOG,150 WSP,PRESS ENDS,STANDARD PORT,W/STEM EXT. | 361.88 | 0 | 3.5 | 1.56 | 3.91 | 0 |  |  |  | 084738295402 | 08473829540 | https://www.hammondvalve.com/wp-content/uploads/spec-sheets/8501p28503p2opt.pdf | https://www.hammondvalve.com/wp-content/uploads/ioms/TwoPieceThreadedBallValveIOM.pdf | https://www.hammondvalve.com/wp-content/uploads/ioms/UltraPressIOM.pdf | 10/22/19
BV0722 | 850106P20200 |  | 8501 | 850106P2 | 2 | AC | 2 | BALL VALVE,2 PC,BRONZE BODY,600 WOG,150 WSP,PRESS ENDS,STANDARD PORT,W/STEM EXT. | 565.22 | 6.65 | 4.3 | 2.06 | 4.25 | 0 |  |  |  | 084738295426 | 08473829542 | https://www.hammondvalve.com/wp-content/uploads/spec-sheets/8501p28503p2opt.pdf | https://www.hammondvalve.com/wp-content/uploads/ioms/TwoPieceThreadedBallValveIOM.pdf | https://www.hammondvalve.com/wp-content/uploads/ioms/UltraPressIOM.pdf | 10/22/19
BV0722 | 8501070012 |  | 8501 | 850107 | 1/2 | AC | 0.5 | BALL VALVE,2 PC,BRONZE BODY,600 WOG,150 WSP,THREADED ENDS,FULL PORT,W/LOCKING LEVER | 71.3 | 0.63 | 2.19 | 0.51 | 1.91 | 8 |  |  |  | 084738117230 | 08473811723 | https://www.hammondvalve.com/wp-content/uploads/spec-sheets/85018503.pdf | https://www.hammondvalve.com/wp-content/uploads/ioms/TwoPieceThreadedBallValveIOM.pdf |  | 01/01/04
BV0722 | 8501070014 |  | 8501 | 850107 | 1/4 | AC | 0.25 | BALL VALVE,2 PC,BRONZE BODY,600 WOG,150 WSP,THREADED ENDS,FULL PORT,W/LOCKING LEVER | 71.3 | 0.58 | 1.86 | 0.38 | 1.78 | 10 |  |  |  | 084738119739 | 08473811973 | https://www.hammondvalve.com/wp-content/uploads/spec-sheets/85018503.pdf | https://www.hammondvalve.com/wp-content/uploads/ioms/TwoPieceThreadedBallValveIOM.pdf |  | 01/01/04
BV0722 | 8501070034 |  | 8501 | 850107 | 3/4 | AC | 0.75 | BALL VALVE,2 PC,BRONZE BODY,600 WOG,150 WSP,THREADED ENDS,FULL PORT,W/LOCKING LEVER | 111.3 | 1.035 | 2.64 | 0.76 | 2.08 | 6 |  |  |  | 084738117247 | 08473811724 | https://www.hammondvalve.com/wp-content/uploads/spec-sheets/85018503.pdf | https://www.hammondvalve.com/wp-content/uploads/ioms/TwoPieceThreadedBallValveIOM.pdf |  | 01/01/04
BV0722 | 8501070038 |  | 8501 | 850107 | 3/8 | AC | 0.375 | BALL VALVE,2 PC,BRONZE BODY,600 WOG,150 WSP,THREADED ENDS,FULL PORT,W/LOCKING LEVER | 71.3 | 0.54 | 1.86 | 0.38 | 1.81 | 10 | 7.5 | 5.5625 | 3.25 | 084738117254 | 08473811725 | https://www.hammondvalve.com/wp-content/uploads/spec-sheets/85018503.pdf | https://www.hammondvalve.com/wp-content/uploads/ioms/TwoPieceThreadedBallValveIOM.pdf |  | 01/01/04
BV0722 | 8501070100 |  | 8501 | 850107 | 1 | AC | 1 | BALL VALVE,2 PC,BRONZE BODY,600 WOG,150 WSP,THREADED ENDS,STANDARD PORT,W/LOCKING LEVER | 120.32 | 1.48 | 3.17 | 0.88 | 2.25 | 6 |  |  |  | 084738117261 | 08473811726 | https://www.hammondvalve.com/wp-content/uploads/spec-sheets/85018503.pdf | https://www.hammondvalve.com/wp-content/uploads/ioms/TwoPieceThreadedBallValveIOM.pdf |  | 01/01/04
BV0722 | 8501070112 |  | 8501 | 850107 | 1 1/2 | AC | 1.5 | BALL VALVE,2 PC,BRONZE BODY,600 WOG,150 WSP,THREADED ENDS,STANDARD PORT,W/LOCKING LEVER | 272.33 | 3.41 | 3.96 | 1.32 | 2.84 | 4 | 9.25 | 6.75 | 3.875 | 084738117278 | 08473811727 | https://www.hammondvalve.com/wp-content/uploads/spec-sheets/85018503.pdf | https://www.hammondvalve.com/wp-content/uploads/ioms/TwoPieceThreadedBallValveIOM.pdf |  | 01/01/04
BV0722 | 8501070114 |  | 8501 | 850107 | 1 1/4 | AC | 1.25 | BALL VALVE,2 PC,BRONZE BODY,600 WOG,150 WSP,THREADED ENDS,STANDARD PORT,W/LOCKING LEVER | 221.66 | 2.46 | 3.5 | 1.07 | 2.66 | 6 | 9.25 | 6.75 | 3.875 | 084738117285 | 08473811728 | https://www.hammondvalve.com/wp-content/uploads/spec-sheets/85018503.pdf | https://www.hammondvalve.com/wp-content/uploads/ioms/TwoPieceThreadedBallValveIOM.pdf |  | 01/01/04
BV0722 | 8501070200 |  | 8501 | 850107 | 2 | AC | 2 | BALL VALVE,2 PC,BRONZE BODY,600 WOG,150 WSP,THREADED ENDS,STANDARD PORT,W/LOCKING LEVER | 333.09 | 4.41 | 4.3 | 1.57 | 3 | 4 |  |  |  | 084738117292 | 08473811729 | https://www.hammondvalve.com/wp-content/uploads/spec-sheets/85018503.pdf | https://www.hammondvalve.com/wp-content/uploads/ioms/TwoPieceThreadedBallValveIOM.pdf |  | 01/01/04
BV0722 | 8501080034 |  | 8501 | 850108 | 3/4 | AC | 0.75 | BALL VALVE,2 PC,BRONZE BODY,600 WOG,150 WSP,THREADED ENDS,FULL PORT,W/SS LEVER | 108.1 | 0.97 | 2.64 | 0.76 | 2.08 | 6 | 6.625 | 5.1875 | 2.8125 | 084738120292 | 08473812029 | https://www.hammondvalve.com/wp-content/uploads/spec-sheets/85018503.pdf | https://www.hammondvalve.com/wp-content/uploads/ioms/TwoPieceThreadedBallValveIOM.pdf |  | 01/01/04
BV0722 | 8501080100 |  | 8501 | 850108 | 1 | AC | 1 | BALL VALVE,2 PC,BRONZE BODY,600 WOG,150 WSP,THREADED ENDS,STANDARD PORT,W/SS LEVER | 117.13 | 1.49 | 3.17 | 0.88 | 2.25 | 6 |  |  |  | 084738122371 | 08473812237 | https://www.hammondvalve.com/wp-content/uploads/spec-sheets/85018503.pdf | https://www.hammondvalve.com/wp-content/uploads/ioms/TwoPieceThreadedBallValveIOM.pdf |  | 01/01/04
BV0722 | 8501080112 |  | 8501 | 850108 | 1 1/2 | AC | 1.5 | BALL VALVE,2 PC,BRONZE BODY,600 WOG,150 WSP,THREADED ENDS,STANDARD PORT,W/SS LEVER | 266.13 | 3.325 | 3.96 | 1.32 | 2.84 | 4 |  |  |  | 084738132431 | 08473813243 | https://www.hammondvalve.com/wp-content/uploads/spec-sheets/85018503.pdf | https://www.hammondvalve.com/wp-content/uploads/ioms/TwoPieceThreadedBallValveIOM.pdf |  | 01/01/04
BV0722 | 8501080114 |  | 8501 | 850108 | 1 1/4 | AC | 1.25 | BALL VALVE,2 PC,BRONZE BODY,600 WOG,150 WSP,THREADED ENDS,STANDARD PORT,WITH SS HANDLE | 215.48 | 0 | 3.5 | 1.07 | 2.66 | 0 |  |  |  | 084738295143 | 08473829514 | https://www.hammondvalve.com/wp-content/uploads/spec-sheets/85018503.pdf | https://www.hammondvalve.com/wp-content/uploads/ioms/TwoPieceThreadedBallValveIOM.pdf |  | 06/14/19
BV0722 | 8501080200 |  | 8501 | 850108 | 2 | AC | 2 | BALL VALVE,2 PC,BRONZE BODY,600 WOG,150 WSP,THREADED ENDS,STANDARD PORT,W/SS LEVER | 341.19 | 4.32 | 3.5 | 1.07 | 2.66 | 4 |  |  |  | 084738132448 | 08473813244 | https://www.hammondvalve.com/wp-content/uploads/spec-sheets/85018503.pdf | https://www.hammondvalve.com/wp-content/uploads/ioms/TwoPieceThreadedBallValveIOM.pdf |  | 01/01/04
BV0722 | 8501090012 |  | 8501/8301 | 850109/830109 | 1/2 | AC | 0.5 | BALL,2PC,BRONZE BODY,600 WOG,150 SWP,THREADED,FULL PORT,WITH EXTENSION HANDLE W/MEMORY STOP | 116.94 | 0.985 | 2.19 | 1 | 3.24 | 20 | 6.625 | 5.1875 | 2.8125 | 084738119982 | 08473811998 | https://www.hammondvalve.com/wp-content/uploads/spec-sheets/85018503.pdf | https://www.hammondvalve.com/wp-content/uploads/ioms/TwoPieceThreadedBallValveIOM.pdf |  | 01/01/04
BV0722 | 8501090014 |  | 8501/8301 | 850109 | 1/4 | AC | 0.25 | BALL,2PC,BRONZE BODY,600 WOG,150 SWP,THREADED,FULL PORT,WITH EXTENSION HANDLE W/MEMORY STOP | 116.94 | 0 | 1.86 | 0.88 | 3.03 | 20 | 6.625 | 5.1875 | 2.8125 | 084738120018 | 08473812001 | https://www.hammondvalve.com/wp-content/uploads/spec-sheets/85018503.pdf | https://www.hammondvalve.com/wp-content/uploads/ioms/TwoPieceThreadedBallValveIOM.pdf |  | 01/01/04
BV0722 | 8501090034 |  | 8501/8301 | 850109 | 3/4 | AC | 0.75 | BALL,2PC,BRONZE BODY,600 WOG,150 SWP,THREADED,FULL PORT,WITH EXTENSION HANDLE W/MEMORY STOP | 150.61 | 1.185 | 2.64 | 1.26 | 3.33 | 15 | 6.625 | 5.1875 | 2.8125 | 084738119999 | 08473811999 | https://www.hammondvalve.com/wp-content/uploads/spec-sheets/85018503.pdf | https://www.hammondvalve.com/wp-content/uploads/ioms/TwoPieceThreadedBallValveIOM.pdf |  | 01/01/04
BV0722 | 8501090038 |  | 8501/8301 | 850109 | 3/8 | AC | 0.375 | BALL,2PC,BRONZE BODY,600 WOG,150 SWP,THREADED,FULL PORT,WITH EXTENSION HANDLE W/MEMORY STOP | 116.94 | 0.8 | 1.86 | 0.88 | 2.06 | 20 | 6.625 | 5.1875 | 2.8125 | 084738116271 | 08473811627 | https://www.hammondvalve.com/wp-content/uploads/spec-sheets/85018503.pdf | https://www.hammondvalve.com/wp-content/uploads/ioms/TwoPieceThreadedBallValveIOM.pdf |  | 01/01/04
BV0722 | 8501090100 |  | 8501 | 850109 | 1 | AC | 1 | BALL,2PC,BRONZE BODY,600 WOG,150 SWP,THREADED,STD PORT,WITH EXTENSION HANDLE W/MEMORY STOP | 159.63 | 1.48 | 3.17 | 1.38 | 3.5 | 15 | 7.5 | 5.5625 | 3.25 | 084738120001 | 08473812000 | https://www.hammondvalve.com/wp-content/uploads/spec-sheets/85018503.pdf | https://www.hammondvalve.com/wp-content/uploads/ioms/TwoPieceThreadedBallValveIOM.pdf |  | 01/01/04
BV0722 | 8501090112 |  | 8501 | 850109 | 1 1/2 | AC | 1.5 | BALL,2PC,BRONZE BODY,600 WOG,150 SWP,THREADED,STD PORT,WITH EXTENSION HANDLE W/MEMORY STOP | 311.67 | 3.2 | 3.96 | 1.81 | 4.09 | 4 | 9.25 | 6.75 | 3.875 | 084738120025 | 08473812002 | https://www.hammondvalve.com/wp-content/uploads/spec-sheets/85018503.pdf | https://www.hammondvalve.com/wp-content/uploads/ioms/TwoPieceThreadedBallValveIOM.pdf |  | 01/01/04
BV0722 | 8501090114 |  | 8501 | 850109 | 1 1/4 | AC | 1.25 | BALL,2PC,BRONZE BODY,600 WOG,150 SWP,THREADED,STD PORT,WITH EXTENSION HANDLE W/MEMORY STOP | 261 | 2.52 | 3.5 | 1.56 | 3.91 | 6 | 9.25 | 6.75 | 3.875 | 084738120650 | 08473812065 | https://www.hammondvalve.com/wp-content/uploads/spec-sheets/85018503.pdf | https://www.hammondvalve.com/wp-content/uploads/ioms/TwoPieceThreadedBallValveIOM.pdf |  | 01/01/04
BV0722 | 8501090200 |  | 8501 | 850109 | 2 | AC | 2 | BALL,2PC,BRONZE BODY,600 WOG,150 SWP,THREADED,STD PORT,WITH EXTENSION HANDLE W/MEMORY STOP | 372.44 | 4.55 | 4.3 | 2.06 | 4.25 | 4 | 10.625 | 6.75 | 3.875 | 084738120032 | 08473812003 | https://www.hammondvalve.com/wp-content/uploads/spec-sheets/85018503.pdf | https://www.hammondvalve.com/wp-content/uploads/ioms/TwoPieceThreadedBallValveIOM.pdf |  | 01/01/04
BV0722 | 8501160012 |  | 8501 | 850116 | 1/2 | AC | 0.5 | BALL VALVE,2 PC,BRONZE BODY,600 WOG,150 WSP,THREADED ENDS,FULL PORT,W/INSULATOR HANDLE | 114.09 | 0 | 2.19 | 0.51 | 3.66 | 1 | 6.625 | 5.1875 | 2.8125 | 084738293170 | 08473829317 | https://www.hammondvalve.com/wp-content/uploads/spec-sheets/85018503.pdf | https://www.hammondvalve.com/wp-content/uploads/ioms/TwoPieceThreadedBallValveIOM.pdf |  | 06/25/14
BV0722 | 8501160014 |  | 8501 | 850116 | 1/4 | AC | 0.25 | BALL VALVE,2 PC,BRONZE BODY,600 WOG,150 WSP,THREADED ENDS,FULL PORT,W/INSULATOR HANDLE | 114.09 | 0 | 1.86 | 0.38 | 3.53 | 1 | 6.625 | 5.1875 | 2.8125 | 084738293187 | 08473829318 | https://www.hammondvalve.com/wp-content/uploads/spec-sheets/85018503.pdf | https://www.hammondvalve.com/wp-content/uploads/ioms/TwoPieceThreadedBallValveIOM.pdf |  | 06/25/14
BV0722 | 8501160034 |  | 8501 | 850116 | 3/4 | AC | 0.75 | BALL VALVE,2 PC,BRONZE BODY,600 WOG,150 WSP,THREADED ENDS,FULL PORT,W/INSULATOR HANDLE | 147.77 | 0 | 2.64 | 0.76 | 3.83 | 1 | 6.625 | 5.1875 | 2.8125 | 084738293200 | 08473829320 | https://www.hammondvalve.com/wp-content/uploads/spec-sheets/85018503.pdf | https://www.hammondvalve.com/wp-content/uploads/ioms/TwoPieceThreadedBallValveIOM.pdf |  | 06/25/14
BV0722 | 8501160038 |  | 8501 | 850116 | 3/8 | AC | 0.375 | BALL VALVE,2 PC,BRONZE BODY,600 WOG,150 WSP,THREADED ENDS,FULL PORT,W/INSULATOR HANDLE | 114.09 | 0 | 1.86 | 0.38 | 3.56 | 1 | 6.625 | 5.1875 | 2.8125 | 084738293194 | 08473829319 | https://www.hammondvalve.com/wp-content/uploads/spec-sheets/85018503.pdf | https://www.hammondvalve.com/wp-content/uploads/ioms/TwoPieceThreadedBallValveIOM.pdf |  | 06/25/14
BV0722 | 8501160100 |  | 8501 | 850116 | 1 | AC | 1 | BALL VALVE,2 PC,BRONZE BODY,600 WOG,150 WSP,THREADED ENDS,STANDARD PORT,W/INSULATOR HANDLE | 156.8 | 0 | 3.17 | 0.88 | 4 | 1 | 7.5 | 5.5625 | 3.25 | 084738293217 | 08473829321 | https://www.hammondvalve.com/wp-content/uploads/spec-sheets/85018503.pdf | https://www.hammondvalve.com/wp-content/uploads/ioms/TwoPieceThreadedBallValveIOM.pdf |  | 06/25/14
BV0722 | 8501160112 |  | 8501 | 850116 | 1 1/2 | AC | 1.5 | BALL VALVE,2 PC,BRONZE BODY,600 WOG,150 WSP,THREADED ENDS,STANDARD PORT,W/INSULATOR HANDLE | 323 | 0 | 0.96 | 1.32 | 4.59 | 1 | 9.25 | 6.75 | 3.875 | 084738293231 | 08473829323 | https://www.hammondvalve.com/wp-content/uploads/spec-sheets/85018503.pdf | https://www.hammondvalve.com/wp-content/uploads/ioms/TwoPieceThreadedBallValveIOM.pdf |  | 06/25/14
BV0722 | 8501160114 |  | 8501 | 850116 | 1 1/4 | AC | 1.25 | BALL VALVE,2 PC,BRONZE BODY,600 WOG,150 WSP,THREADED ENDS,STANDARD PORT,W/INSULATOR HANDLE | 272.34 | 0 | 3.5 | 1.07 | 4.41 | 1 | 9.25 | 6.75 | 3.875 | 084738293224 | 08473829322 | https://www.hammondvalve.com/wp-content/uploads/spec-sheets/85018503.pdf | https://www.hammondvalve.com/wp-content/uploads/ioms/TwoPieceThreadedBallValveIOM.pdf |  | 06/25/14
BV0722 | 8501160200 |  | 8501 | 850116 | 2 | AC | 2 | BALL VALVE,2 PC,BRONZE BODY,600 WOG,150 WSP,THREADED ENDS,STANDARD PORT,W/INSULATOR HANDLE | 383.77 | 0 | 4.3 | 1.57 | 4.75 | 1 | 10.625 | 6.75 | 3.875 | 084738293248 | 08473829324 | https://www.hammondvalve.com/wp-content/uploads/spec-sheets/85018503.pdf | https://www.hammondvalve.com/wp-content/uploads/ioms/TwoPieceThreadedBallValveIOM.pdf |  | 06/25/14
BV0722 | 8501E00012 |  | 8501 | 8501E00 | 1/2 | AC | 0.5 | BALL VALVE,2 PC,BRONZE BODY,600 WOG,150 WSP,THREADED ENDS,FULL PORT,W/EXHAUST | 90.47 | 0.635 | 2.19 | 0.5 | 1.91 | 10 | 7.5 | 5.5625 | 3.25 | 084738112563 | 08473811256 | https://www.hammondvalve.com/wp-content/uploads/spec-sheets/8501e.pdf | https://www.hammondvalve.com/wp-content/uploads/ioms/TwoPieceThreadedBallValveIOM.pdf |  | 01/01/04
BV0722 | 8501E00014 |  | 8501 | 8501E00 | 1/4 | AC | 0.25 | BALL VALVE,2 PC,BRONZE BODY,600 WOG,150 SWP,THREADED ENDS,FULL PORT,W/EXHAUST | 90.47 | 0.585 | 0 | 0 | 0 | 10 | 7.5 | 5.5625 | 3.25 | 084738136552 | 08473813655 | https://www.hammondvalve.com/wp-content/uploads/spec-sheets/8501e.pdf | https://www.hammondvalve.com/wp-content/uploads/ioms/TwoPieceThreadedBallValveIOM.pdf |  | 01/22/03
BV0722 | 8501E00034 |  | 8501 | 8501E00 | 3/4 | AC | 0.75 | BALL VALVE,2 PC,BRONZE BODY,600 WOG,150 SWP,THREADED ENDS,FULL PORT,W/EXHAUST | 132.24 | 1.05 | 2.65 | 0.76 | 2.08 | 6 | 7.5 | 5.5625 | 3.25 | 084738112570 | 08473811257 | https://www.hammondvalve.com/wp-content/uploads/spec-sheets/8501e.pdf | https://www.hammondvalve.com/wp-content/uploads/ioms/TwoPieceThreadedBallValveIOM.pdf |  | 01/01/04
BV0722 | 8501E00038 |  | 8501 | 8501E00 | 3/8 | AC | 0.375 | BALL VALVE,2 PC,BRONZE BODY,600 WOG,150 SWP,THREADED ENDS,FULL PORT,W/EXHAUST | 90.47 | 0.565 | 0 | 0 | 0 | 10 | 7.5 | 5.5625 | 3.25 | 084738136569 | 08473813656 | https://www.hammondvalve.com/wp-content/uploads/spec-sheets/8501e.pdf | https://www.hammondvalve.com/wp-content/uploads/ioms/TwoPieceThreadedBallValveIOM.pdf |  | 01/22/03
BV0722 | 8501E00100 |  | 8501 | 8501E00 | 1 | AC | 1 | BALL VALVE,2 PC,BRONZE BODY,600 WOG,150 SWP,THREADED ENDS,STANDARD PORT,W/EXHAUST | 160.38 | 1.495 | 3.17 | 0.88 | 2.25 | 6 | 7.5 | 5.5625 | 3.25 | 084738112587 | 08473811258 | https://www.hammondvalve.com/wp-content/uploads/spec-sheets/8501e.pdf | https://www.hammondvalve.com/wp-content/uploads/ioms/TwoPieceThreadedBallValveIOM.pdf |  | 01/01/04
BV0722 | 8501E00112 |  | 8501 | 8501E00 | 1 1/2 | AC | 1.5 | BALL VALVE,2 PC,BRONZE BODY,600 WOG,150 SWP,THREADED ENDS,STANDARD PORT,W/EXHAUST | 325.68 | 3.405 | 3.96 | 1.31 | 2.84 | 4 | 9.25 | 6.75 | 3.875 | 084738112594 | 08473811259 | https://www.hammondvalve.com/wp-content/uploads/spec-sheets/8501e.pdf | https://www.hammondvalve.com/wp-content/uploads/ioms/TwoPieceThreadedBallValveIOM.pdf |  | 01/01/04
BV0722 | 8501E00114 |  | 8501 | 8501E00 | 1 1/4 | AC | 1.25 | BALL VALVE,2 PC,BRONZE BODY,600 WOG,150 SWP,THREADED ENDS,STANDARD PORT,W/EXHAUST | 267.29 | 2.485 | 3.5 | 1.06 | 2.66 | 6 | 9.25 | 6.75 | 3.875 | 084738112600 | 08473811260 | https://www.hammondvalve.com/wp-content/uploads/spec-sheets/8501e.pdf | https://www.hammondvalve.com/wp-content/uploads/ioms/TwoPieceThreadedBallValveIOM.pdf |  | 01/01/04
BV0722 | 8501E00200 |  | 8501 | 8501E00 | 2 | AC | 2 | BALL VALVE,2 PC,BRONZE BODY,600 WOG,150 SWP,THREADED ENDS,STANDARD PORT,W/EXHAUST | 392.86 | 4.355 | 4.3 | 1.56 | 3 | 4 | 10.625 | 6.75 | 3.875 | 084738112617 | 08473811261 | https://www.hammondvalve.com/wp-content/uploads/spec-sheets/8501e.pdf | https://www.hammondvalve.com/wp-content/uploads/ioms/TwoPieceThreadedBallValveIOM.pdf |  | 01/01/04
BV0722 | 8501H00012 |  | 8501 | 8501H00 | 1/2 | AC | 0.5 | BALL VALVE,2 PC,BRONZE BODY,150 WSP,600 WOG,FULL PORT,THRD X HOSE END | 84.48 | 0.72 | 2.7 | 1 | 1.88 | 8 | 6.625 | 5.1875 | 2.8125 | 084738112624 | 08473811262 | https://www.hammondvalve.com/wp-content/uploads/spec-sheets/8501h8511h.pdf | https://www.hammondvalve.com/wp-content/uploads/ioms/TwoPieceThreadedBallValveIOM.pdf |  | 01/01/04
BV0722 | 8501H00034 |  | 8501 | 8501H00 | 3/4 | AC | 0.75 | BALL VALVE,2 PC,BRONZE BODY,150 SWP,600 WOG,FULL PORT,THRD X HOSE END | 114.1 | 1.095 | 2.9 | 1.26 | 2.14 | 6 | 7.5 | 5.5625 | 3.25 | 084738112631 | 08473811263 | https://www.hammondvalve.com/wp-content/uploads/spec-sheets/8501h8511h.pdf | https://www.hammondvalve.com/wp-content/uploads/ioms/TwoPieceThreadedBallValveIOM.pdf |  | 01/01/04
BV0722 | 8501H06012 |  | 8501 | 8501H06 | 1/2 | AC | 0.5 | BALL VALVE,2 PC,BRONZE BODY,150 SWP,600 WOG,FULL PORT,THRD X HOSE END,W/EXT. STEM | 107.17 | 0.875 | 2.7 | 1 | 4.13 | 20 | 6.625 | 5.1875 | 2.8125 | 084738291862 | 08473829186 | https://www.hammondvalve.com/wp-content/uploads/spec-sheets/8501h8511hopt.pdf | https://www.hammondvalve.com/wp-content/uploads/ioms/TwoPieceThreadedBallValveIOM.pdf |  | 03/15/12
BV0722 | 8501H06034 |  | 8501 | 8501H06 | 3/4 | AC | 0.75 | BALL VALVE,2 PC,BRONZE BODY,150 SWP,600 WOG,FULL PORT,THRD X HOSE END,W/EXT. STEM | 136.8 | 1.26 | 2.9 | 1.26 | 4.25 | 18 |  |  |  | 084738284680 | 08473828468 | https://www.hammondvalve.com/wp-content/uploads/spec-sheets/8501h8511h.pdf | https://www.hammondvalve.com/wp-content/uploads/ioms/TwoPieceThreadedBallValveIOM.pdf |  | 03/21/05
BV0722 | 8501H30012 |  | 8501 | 8501H3 | 1/2 | AC | 0.5 | BALL VALVE,2 PC,BRONZE BODY,150 SWP,600 WOG,FULL PORT,THRD X HOSE END,W/T-HANDLE | 108.54 | 0.645 | 2.7 | 1 | 1.88 | 8 | 6.625 | 5.1875 | 2.8125 | 084738291640 | 08473829164 | https://www.hammondvalve.com/wp-content/uploads/spec-sheets/8501h8511h.pdf | https://www.hammondvalve.com/wp-content/uploads/ioms/TwoPieceThreadedBallValveIOM.pdf |  | 03/30/11
BV0722 | 8501M00012 |  | 8501 | 8501M00 | 1/2 | AC | 0.5 | BALL VALVE,2 PC,BRONZE BODY,600 WOG,150 SWP,MALE NPT X FEMALE NPT,FULL PORT | 68.19 | 0.645 | 2.82 | 0.5 | 2.66 | 8 | 6.625 | 5.1875 | 2.8125 | 084738112648 | 08473811264 | https://www.hammondvalve.com/wp-content/uploads/spec-sheets/8501m.pdf | https://www.hammondvalve.com/wp-content/uploads/ioms/TwoPieceThreadedBallValveIOM.pdf |  | 01/01/04
BV0722 | 8501M00014 |  | 8501 | 8501M00 | 1/4 | AC | 0.25 | BALL VALVE,2 PC,BRONZE BODY,600 WOG,150 SWP,MALE NPT X FEMALE NPT,FULL PORT | 68.19 | 0.57 | 2.5 | 0.38 | 2.08 | 10 | 6.625 | 5.1875 | 2.8125 | 084738112655 | 08473811265 | https://www.hammondvalve.com/wp-content/uploads/spec-sheets/8501m.pdf | https://www.hammondvalve.com/wp-content/uploads/ioms/TwoPieceThreadedBallValveIOM.pdf |  | 01/01/04
BV0722 | 8501M00034 |  | 8501 | 8501M00 | 3/4 | AC | 0.75 | BALL VALVE,2 PC,BRONZE BODY,600 WOG,150 SWP,MALE NPT X FEMALE NPT,FULL PORT | 105.21 | 1.075 | 3.03 | 0.76 | 2.08 | 6 | 6.625 | 5.1875 | 2.8125 | 084738112662 | 08473811266 | https://www.hammondvalve.com/wp-content/uploads/spec-sheets/8501m.pdf | https://www.hammondvalve.com/wp-content/uploads/ioms/TwoPieceThreadedBallValveIOM.pdf |  | 01/01/04
BV0722 | 8501M00038 |  | 8501 | 8501M00 | 3/8 | AC | 0.375 | BALL VALVE,2 PC,BRONZE BODY,600 WOG,150 SWP,MALE NPT X FEMALE NPT,FULL PORT | 68.19 | 0.56 | 2.5 | 0.38 | 2.25 | 12 | 6.625 | 5.1875 | 2.8125 | 084738130789 | 08473813078 | https://www.hammondvalve.com/wp-content/uploads/spec-sheets/8501m.pdf | https://www.hammondvalve.com/wp-content/uploads/ioms/TwoPieceThreadedBallValveIOM.pdf |  | 01/01/04
BV0722 | 8501M00100 |  | 8501 | 8501M00 | 1 | AC | 1 | BALL VALVE,2 PC,BRONZE BODY,600 WOG,150 SWP,MALE NPT X FEMALE NPT,STANDARD PORT | 149.74 | 1.525 | 3.63 | 0.88 | 2.25 | 6 | 7.5 | 5.5625 | 3.25 | 084738122715 | 08473812271 | https://www.hammondvalve.com/wp-content/uploads/spec-sheets/8501m.pdf | https://www.hammondvalve.com/wp-content/uploads/ioms/TwoPieceThreadedBallValveIOM.pdf |  | 01/01/04
BV0722 | 8501P20012 |  | 8501 | 850100P2 | 1/2 | AC | 0.5 | BALL VALVE,2 PC,BRONZE BODY,600 WOG,150 WSP,THREADED ENDS,FULL PORT,PRESS ENDS | 72.43 | 0.84 | 2.19 | 0.51 | 1.91 | 0 |  |  |  | 084738295235 | 08473829523 | https://www.hammondvalve.com/wp-content/uploads/spec-sheets/8501p28503p2.pdf | https://www.hammondvalve.com/wp-content/uploads/ioms/TwoPieceThreadedBallValveIOM.pdf | https://www.hammondvalve.com/wp-content/uploads/ioms/UltraPressIOM.pdf | 10/08/19
BV0722 | 8501P20034 |  | 8501 | 850100P2 | 3/4 | AC | 0.75 | BALL VALVE,2 PC,BRONZE BODY,600 WOG,150 WSP,THREADED ENDS,FULL PORT,PRESS ENDS | 118.01 | 0.99 | 2.64 | 0.76 | 2.08 | 0 |  |  |  | 084738295242 | 08473829524 | https://www.hammondvalve.com/wp-content/uploads/spec-sheets/8501p28503p2.pdf | https://www.hammondvalve.com/wp-content/uploads/ioms/TwoPieceThreadedBallValveIOM.pdf | https://www.hammondvalve.com/wp-content/uploads/ioms/UltraPressIOM.pdf | 10/08/19
BV0722 | 8501P20100 |  | 8501 | 850100P2 | 1 | AC | 1 | BALL VALVE,2 PC,BRONZE BODY,600 WOG,150 WSP,THREADED ENDS,STANDARD PORT,PRESS ENDS | 164.93 | 2.08 | 3.17 | 0.88 | 2.25 | 6 |  |  |  | 084738295259 | 08473829525 | https://www.hammondvalve.com/wp-content/uploads/spec-sheets/8501p28503p2.pdf | https://www.hammondvalve.com/wp-content/uploads/ioms/TwoPieceThreadedBallValveIOM.pdf | https://www.hammondvalve.com/wp-content/uploads/ioms/UltraPressIOM.pdf | 10/08/19
BV0722 | 8501P20112 |  | 8501 | 850100P2 | 1 1/2 | AC | 1.5 | BALL VALVE,2 PC,BRONZE BODY,600 WOG,150 WSP,THREADED ENDS,STANDARD PORT,PRESS ENDS | 391.81 | 3.31 | 0.96 | 1.32 | 2.84 | 0 |  |  |  | 084738295273 | 08473829527 | https://www.hammondvalve.com/wp-content/uploads/spec-sheets/8501p28503p2.pdf | https://www.hammondvalve.com/wp-content/uploads/ioms/TwoPieceThreadedBallValveIOM.pdf | https://www.hammondvalve.com/wp-content/uploads/ioms/UltraPressIOM.pdf | 10/08/19
BV0722 | 8501P20114 |  | 8501 | 850100P2 | 1 1/4 | AC | 1.25 | BALL VALVE,2 PC,BRONZE BODY,600 WOG,150 WSP,THREADED ENDS,STANDARD PORT,PRESS ENDS | 321.77 | 2.41 | 3.5 | 1.07 | 2.66 | 0 |  |  |  | 084738295266 | 08473829526 | https://www.hammondvalve.com/wp-content/uploads/spec-sheets/8501p28503p2.pdf | https://www.hammondvalve.com/wp-content/uploads/ioms/TwoPieceThreadedBallValveIOM.pdf | https://www.hammondvalve.com/wp-content/uploads/ioms/UltraPressIOM.pdf | 10/08/19
BV0722 | 8501P20200 |  | 8501 | 850100P2 | 2 | AC | 2 | BALL VALVE,2 PC,BRONZE BODY,600 WOG,150 WSP,THREADED ENDS,STANDARD PORT,PRESS ENDS | 525.12 | 4.315 | 4.3 | 1.57 | 3 | 0 |  |  |  | 084738295280 | 08473829528 | https://www.hammondvalve.com/wp-content/uploads/spec-sheets/8501p28503p2.pdf | https://www.hammondvalve.com/wp-content/uploads/ioms/TwoPieceThreadedBallValveIOM.pdf | https://www.hammondvalve.com/wp-content/uploads/ioms/UltraPressIOM.pdf | 10/08/19
BV0722 | 8501P20212 |  | 8501 | 850100P2 | 2 1/2 | AC | 2.5 | BALL VALVE,2 PC,BRONZE BODY,600 WOG,150 WSP,THREADED ENDS,STANDARD PORT,PRESS ENDS | 3239.9 | 0 | 5.56 | 2 | 3.47 | 0 |  |  |  | 084738295297 | 08473829529 | https://www.hammondvalve.com/wp-content/uploads/spec-sheets/8501p28503p2.pdf | https://www.hammondvalve.com/wp-content/uploads/ioms/TwoPieceThreadedBallValveIOM.pdf | https://www.hammondvalve.com/wp-content/uploads/ioms/UltraPressIOM.pdf | 10/08/19
BV0722 | 8501P20300 |  | 8501 | 850100P2 | 3 | AC | 3 | BALL VALVE,2 PC,BRONZE BODY,600 WOG,150 WSP,THREADED ENDS,STANDARD PORT,PRESS ENDS | 3791.63 | 0 | 6.2 | 2.31 | 3.9 | 0 |  |  |  | 084738295303 | 08473829530 | https://www.hammondvalve.com/wp-content/uploads/spec-sheets/8501p28503p2.pdf | https://www.hammondvalve.com/wp-content/uploads/ioms/TwoPieceThreadedBallValveIOM.pdf | https://www.hammondvalve.com/wp-content/uploads/ioms/UltraPressIOM.pdf | 10/08/19
BV0722 | 8503000012 |  | 8503 | 850300 | 1/2 | AC | 0.5 | BALL VALVE,2 PC,BRONZE BODY,SS BALL & STEM,600 WOG,150 WSP,THREADED ENDS,FULL PORT | 81.47 | 0.585 | 2.19 | 1 | 1.91 | 10 | 6.625 | 5.1875 | 2.8125 | 084738108122 | 08473810812 | https://www.hammondvalve.com/wp-content/uploads/spec-sheets/85018503.pdf | https://www.hammondvalve.com/wp-content/uploads/ioms/TwoPieceThreadedBallValveIOM.pdf |  | 01/01/04
BV0722 | 8503000014 |  | 8503 | 850300 | 1/4 | AC | 0.25 | BALL VALVE,2 PC,BRONZE BODY,SS BALL & STEM,600 WOG,150 WSP,THREADED ENDS,FULL PORT | 81.47 | 0.525 | 1.86 | 0.88 | 1.78 | 10 | 6.625 | 5.1875 | 2.8125 | 084738110996 | 08473811099 | https://www.hammondvalve.com/wp-content/uploads/spec-sheets/85018503.pdf | https://www.hammondvalve.com/wp-content/uploads/ioms/TwoPieceThreadedBallValveIOM.pdf |  | 01/01/04
BV0722 | 8503000034 |  | 8503 | 850300 | 3/4 | AC | 0.75 | BALL VALVE,2 PC,BRONZE BODY,SS BALL & STEM,600 WOG,150 WSP,THREADED ENDS,FULL PORT | 148.14 | 0.98 | 2.64 | 1.26 | 2.08 | 6 | 6.625 | 5.1875 | 2.8125 | 084738108139 | 08473810813 | https://www.hammondvalve.com/wp-content/uploads/spec-sheets/85018503.pdf | https://www.hammondvalve.com/wp-content/uploads/ioms/TwoPieceThreadedBallValveIOM.pdf |  | 01/01/04
BV0722 | 8503000038 |  | 8503 | 850300 | 3/8 | AC | 0.375 | BALL VALVE,2 PC,BRONZE BODY,SS BALL & STEM,600 WOG,150 WSP,THREADED ENDS,FULL PORT | 81.47 | 0.49 | 1.86 | 0.88 | 1.81 | 10 | 6.625 | 5.1875 | 2.8125 | 084738111009 | 08473811100 | https://www.hammondvalve.com/wp-content/uploads/spec-sheets/85018503.pdf | https://www.hammondvalve.com/wp-content/uploads/ioms/TwoPieceThreadedBallValveIOM.pdf |  | 01/01/04
BV0722 | 8503000100 |  | 8503 | 850300 | 1 | AC | 1 | BALL VALVE,2 PC,BRONZE BODY,SS BALL & STEM,600 WOG,150 WSP,THREADED ENDS,STANDARD PORT | 172.54 | 1.44 | 3.17 | 1.38 | 2.25 | 6 | 7.5 | 5.5625 | 3.25 | 084738108146 | 08473810814 | https://www.hammondvalve.com/wp-content/uploads/spec-sheets/85018503.pdf | https://www.hammondvalve.com/wp-content/uploads/ioms/TwoPieceThreadedBallValveIOM.pdf |  | 01/01/04
BV0722 | 8503000112 |  | 8503 | 850300 | 1 1/2 | AC | 1.5 | BALL VALVE,2 PC,BRONZE BODY,SS BALL & STEM,600 WOG,150 WSP,THREADED ENDS,STANDARD PORT | 403.06 | 3.335 | 3.96 | 1.81 | 2.84 | 4 | 9.25 | 6.75 | 3.875 | 084738108160 | 08473810816 | https://www.hammondvalve.com/wp-content/uploads/spec-sheets/85018503.pdf | https://www.hammondvalve.com/wp-content/uploads/ioms/TwoPieceThreadedBallValveIOM.pdf |  | 01/01/04
BV0722 | 8503000114 |  | 8503 | 850300 | 1 1/4 | AC | 1.25 | BALL VALVE,2 PC,BRONZE BODY,SS BALL & STEM,600 WOG,150 WSP,THREADED ENDS,STANDARD PORT | 299.4 | 2.37 | 3.5 | 1.56 | 2.66 | 6 | 9.25 | 6.75 | 3.875 | 084738108153 | 08473810815 | https://www.hammondvalve.com/wp-content/uploads/spec-sheets/85018503.pdf | https://www.hammondvalve.com/wp-content/uploads/ioms/TwoPieceThreadedBallValveIOM.pdf |  | 01/01/04
BV0722 | 8503000200 |  | 8503 | 850300 | 2 | AC | 2 | BALL VALVE,2 PC,BRONZE BODY,SS BALL & STEM,600 WOG,150 WSP,THREADED ENDS,STANDARD PORT | 540.89 | 4.3 | 4.3 | 2.06 | 3 | 4 | 10.625 | 6.75 | 3.875 | 084738108177 | 08473810817 | https://www.hammondvalve.com/wp-content/uploads/spec-sheets/85018503.pdf | https://www.hammondvalve.com/wp-content/uploads/ioms/TwoPieceThreadedBallValveIOM.pdf |  | 01/01/04
BV0722 | 8503000212 |  | 8503 | 850300 | 2 1/2 | AC | 2.5 | BALL VALVE,2 PC,BRONZE BODY,SS BALL & STEM,600 WOG,150 WSP,THREADED ENDS,STANDARD PORT | 2122.24 | 9.5 | 5.56 | 2.5 | 3.47 | 1 | 8 | 6 | 5 | 084738132776 | 08473813277 | https://www.hammondvalve.com/wp-content/uploads/spec-sheets/85018503.pdf | https://www.hammondvalve.com/wp-content/uploads/ioms/TwoPieceThreadedBallValveIOM.pdf |  | 01/01/04
BV0722 | 8503000300 |  | 8503 | 850300 | 3 | AC | 3 | BALL VALVE,2 PC,BRONZE BODY,SS BALL & STEM,600 WOG,150 WSP,THREADED ENDS,STANDARD PORT | 2418.63 | 15.64 | 6.2 | 2.81 | 3.9 | 1 | 5 | 5.375 | 6.25 | 084738132783 | 08473813278 | https://www.hammondvalve.com/wp-content/uploads/spec-sheets/85018503.pdf | https://www.hammondvalve.com/wp-content/uploads/ioms/TwoPieceThreadedBallValveIOM.pdf |  | 01/01/04
BV0722 | 8503020012 |  | 8503/8303 | 850302 | 1/2 | AC | 0.5 | BALL,2PC,BRONZE BODY,600 WOG,150 SWP,SS BALL & STEM,THREADED,FULL PORT,W/MEMORY STOP | 89.5 | 0.55 | 2.19 | 0.5 | 1.91 | 10 |  |  |  | 084738134947 | 08473813494 | https://www.hammondvalve.com/wp-content/uploads/spec-sheets/85018503.pdf | https://www.hammondvalve.com/wp-content/uploads/ioms/TwoPieceThreadedBallValveIOM.pdf |  | 01/01/04
BV0722 | 8503020014 |  | 8503/8303 | 850302 | 1/4 | AC | 0.25 | BALL,2PC,BRONZE BODY,600 WOG,150 SWP,SS BALL & STEM,THREADED,FULL PORT,W/MEMORY STOP | 89.5 | 0.5 | 1.86 | 0.38 | 1.78 | 10 |  |  |  | 084738134923 | 08473813492 | https://www.hammondvalve.com/wp-content/uploads/spec-sheets/85018503.pdf | https://www.hammondvalve.com/wp-content/uploads/ioms/TwoPieceThreadedBallValveIOM.pdf |  | 01/01/04
BV0722 | 8503020034 |  | 8503/8303 | 850302 | 3/4 | AC | 0.75 | BALL,2PC,BRONZE BODY,600 WOG,150 SWP,SS BALL & STEM,THREADED,FULL PORT,W/MEMORY STOP | 156.17 | 1 | 2.64 | 0.76 | 2.08 | 6 |  |  |  | 084738134954 | 08473813495 | https://www.hammondvalve.com/wp-content/uploads/spec-sheets/85018503.pdf | https://www.hammondvalve.com/wp-content/uploads/ioms/TwoPieceThreadedBallValveIOM.pdf |  | 01/01/04
BV0722 | 8503020038 |  | 8503/8303 | 850302 | 3/8 | AC | 0.375 | BALL,2PC,BRONZE BODY,600 WOG,150 SWP,SS BALL & STEM,THREADED,FULL PORT,W/MEMORY STOP | 89.5 | 0.5 | 1.86 | 0.38 | 1.81 | 10 |  |  |  | 084738134930 | 08473813493 | https://www.hammondvalve.com/wp-content/uploads/spec-sheets/85018503.pdf | https://www.hammondvalve.com/wp-content/uploads/ioms/TwoPieceThreadedBallValveIOM.pdf |  | 01/01/04
BV0722 | 8503020100 |  | 8503 | 850302 | 1 | AC | 1 | BALL,2PC,BRONZE BODY,600 WOG,150 SWP,SS BALL & STEM,THREADED,STD PORT,W/MEMORY STOP | 180.57 | 1.4 | 3.17 | 0.88 | 2.25 | 6 |  |  |  | 084738134961 | 08473813496 | https://www.hammondvalve.com/wp-content/uploads/spec-sheets/85018503.pdf | https://www.hammondvalve.com/wp-content/uploads/ioms/TwoPieceThreadedBallValveIOM.pdf |  | 01/01/04
BV0722 | 8503020112 |  | 8503 | 850302 | 1 1/2 | AC | 1.5 | BALL,2PC,BRONZE BODY,600 WOG,150 SWP,SS BALL & STEM,THREADED,STD PORT,W/MEMORY STOP | 411.09 | 3.35 | 3.96 | 1.31 | 2.84 | 4 |  |  |  | 084738134985 | 08473813498 | https://www.hammondvalve.com/wp-content/uploads/spec-sheets/85018503.pdf | https://www.hammondvalve.com/wp-content/uploads/ioms/TwoPieceThreadedBallValveIOM.pdf |  | 01/01/04
BV0722 | 8503020114 |  | 8503 | 850302 | 1 1/4 | AC | 1.25 | BALL,2PC,BRONZE BODY,600 WOG,150 SWP,SS BALL & STEM,THREADED,STD PORT,W/MEMORY STOP | 307.43 | 2.45 | 3.5 | 1.06 | 2.66 | 6 |  |  |  | 084738134978 | 08473813497 | https://www.hammondvalve.com/wp-content/uploads/spec-sheets/85018503.pdf | https://www.hammondvalve.com/wp-content/uploads/ioms/TwoPieceThreadedBallValveIOM.pdf |  | 01/01/04
BV0722 | 8503020200 |  | 8503 | 850302 | 2 | AC | 2 | BALL,2PC,BRONZE BODY,600 WOG,150 SWP,SS BALL & STEM,THREADED,STD PORT,W/MEMORY STOP | 548.91 | 4.39 | 4.3 | 1.56 | 3 | 4 |  |  |  | 084738134992 | 08473813499 | https://www.hammondvalve.com/wp-content/uploads/spec-sheets/85018503.pdf | https://www.hammondvalve.com/wp-content/uploads/ioms/TwoPieceThreadedBallValveIOM.pdf |  | 01/01/04
BV0722 | 8503040012 |  | 8503/8303 | 850304 | 1/2 | AC | 0.5 | BALL,2PC,BRONZE BODY,600 WOG,150 SWP,SS BALL & STEM,THREADED,FULL PORT,WITH OVAL HANDLE | 107.91 | 0 | 2.19 | 0.5 | 1.91 | 8 |  |  |  | 084738133971 | 08473813397 | https://www.hammondvalve.com/wp-content/uploads/spec-sheets/85018503.pdf | https://www.hammondvalve.com/wp-content/uploads/ioms/TwoPieceThreadedBallValveIOM.pdf |  | 01/01/04
BV0722 | 8503040014 |  | 8503/8303 | 850304 | 1/4 | AC | 0.25 | BALL,2PC,BRONZE BODY,600 WOG,150 SWP,SS BALL & STEM,THREADED,FULL PORT,WITH OVAL HANDLE | 107.91 | 0 | 1.86 | 0.38 | 1.78 | 10 |  |  |  | 084738133957 | 08473813395 | https://www.hammondvalve.com/wp-content/uploads/spec-sheets/85018503.pdf | https://www.hammondvalve.com/wp-content/uploads/ioms/TwoPieceThreadedBallValveIOM.pdf |  | 01/01/04
BV0722 | 8503040034 |  | 8503/8303 | 850304 | 3/4 | AC | 0.75 | BALL,2PC,BRONZE BODY,600 WOG,150 SWP,SS BALL & STEM,THREADED,FULL PORT,WITH OVAL HANDLE | 180.19 | 0 | 2.64 | 0.76 | 2.08 | 6 |  |  |  | 084738133988 | 08473813398 | https://www.hammondvalve.com/wp-content/uploads/spec-sheets/85018503.pdf | https://www.hammondvalve.com/wp-content/uploads/ioms/TwoPieceThreadedBallValveIOM.pdf |  | 01/01/04
BV0722 | 8503040038 |  | 8503/8303 | 850304 | 3/8 | AC | 0.375 | BALL,2PC,BRONZE BODY,600 WOG,150 SWP,SS BALL & STEM,THREADED,FULL PORT,WITH OVAL HANDLE | 107.91 | 0 | 1.86 | 0.38 | 1.81 | 10 |  |  |  | 084738133964 | 08473813396 | https://www.hammondvalve.com/wp-content/uploads/spec-sheets/85018503.pdf | https://www.hammondvalve.com/wp-content/uploads/ioms/TwoPieceThreadedBallValveIOM.pdf |  | 01/01/04
BV0722 | 8503040100 |  | 8503 | 850304 | 1 | AC | 1 | BALL,2PC,BRONZE BODY,600 WOG,150 SWP,SS BALL & STEM,THREADED,STD PORT,WITH OVAL HANDLE | 204.6 | 1.7 | 3.17 | 1.38 | 2.25 | 6 |  |  |  | 084738133995 | 08473813399 | https://www.hammondvalve.com/wp-content/uploads/spec-sheets/85018503.pdf | https://www.hammondvalve.com/wp-content/uploads/ioms/TwoPieceThreadedBallValveIOM.pdf |  | 01/01/04
BV0722 | 8503040112 |  | 8503 | 850304 | 1 1/2 | AC | 1.5 | BALL,2PC,BRONZE BODY,600 WOG,150 SWP,SS BALL & STEM,THREADED,STD PORT,WITH OVAL HANDLE | 460.51 | 0 | 3.96 | 1.31 | 2.84 | 4 |  |  |  | 084738134015 | 08473813401 | https://www.hammondvalve.com/wp-content/uploads/spec-sheets/85018503.pdf | https://www.hammondvalve.com/wp-content/uploads/ioms/TwoPieceThreadedBallValveIOM.pdf |  | 01/01/04
BV0722 | 8503040114 |  | 8503 | 850304 | 1 1/4 | AC | 1.25 | BALL,2PC,BRONZE BODY,600 WOG,150 SWP,SS BALL & STEM,THREADED,STD PORT,WITH OVAL HANDLE | 356.84 | 0 | 3.5 | 1.06 | 2.66 | 6 |  |  |  | 084738134008 | 08473813400 | https://www.hammondvalve.com/wp-content/uploads/spec-sheets/85018503.pdf | https://www.hammondvalve.com/wp-content/uploads/ioms/TwoPieceThreadedBallValveIOM.pdf |  | 01/01/04
BV0722 | 8503040200 |  | 8503 | 850304 | 2 | AC | 2 | BALL,2PC,BRONZE BODY,600 WOG,150 SWP,SS BALL & STEM,THREADED,STD PORT,WITH OVAL HANDLE | 598.31 | 4.24 | 4.3 | 1.56 | 3 | 4 |  |  |  | 084738134022 | 08473813402 | https://www.hammondvalve.com/wp-content/uploads/spec-sheets/85018503.pdf | https://www.hammondvalve.com/wp-content/uploads/ioms/TwoPieceThreadedBallValveIOM.pdf |  | 01/01/04
BV0722 | 8503060012 |  | 8503 | 850306 | 1/2 | AC | 0.5 | BALL VALVE,2 PC,BRONZE BODY,SS BALL & STEM,600 WOG,150 WSP,THREADED ENDS,FULL PORT,W/STEM EXT. | 104.21 | 0.7 | 2.19 | 0.5 | 4.16 | 22 |  |  |  | 084738121602 | 08473812160 | https://www.hammondvalve.com/wp-content/uploads/spec-sheets/85018503.pdf | https://www.hammondvalve.com/wp-content/uploads/ioms/TwoPieceThreadedBallValveIOM.pdf |  | 01/01/04
BV0722 | 8503060014 |  | 8503/8303 | 850306 | 1/4 | AC | 0.25 | BALL VALVE,2 PC,BRONZE BODY,SS BALL & STEM,600 WOG,150 WSP,THREADED ENDS,FULL PORT,W/STEM EXT. | 104.21 | 0.65 | 1.86 | 0.38 | 4.03 | 6 |  |  |  | 084738137160 | 08473813716 | https://www.hammondvalve.com/wp-content/uploads/spec-sheets/85018503.pdf | https://www.hammondvalve.com/wp-content/uploads/ioms/TwoPieceThreadedBallValveIOM.pdf |  | 05/06/03
BV0722 | 8503060034 |  | 8503 | 850306 | 3/4 | AC | 0.75 | BALL VALVE,2 PC,BRONZE BODY,SS BALL & STEM,600 WOG,150 WSP,THREADED ENDS,FULL PORT,W/STEM EXT. | 170.83 | 1.125 | 3.17 | 0.88 | 4.33 | 18 | 20.875 | 10.1875 | 2.25 | 084738119647 | 08473811964 | https://www.hammondvalve.com/wp-content/uploads/spec-sheets/85018503.pdf | https://www.hammondvalve.com/wp-content/uploads/ioms/TwoPieceThreadedBallValveIOM.pdf |  | 01/01/04
BV0722 | 8503060100 |  | 8503 | 850306 | 1 | AC | 1 | BALL VALVE,2 PC,BRONZE BODY,SS BALL & STEM,600 WOG,150 WSP,THREADED ENDS,STANDARD PORT,W/STEM EXT. | 195.26 | 1.6 | 3.17 | 0.88 | 4.5 | 15 | 7.5 | 5.5625 | 3.25 | 084738119654 | 08473811965 | https://www.hammondvalve.com/wp-content/uploads/spec-sheets/85018503.pdf | https://www.hammondvalve.com/wp-content/uploads/ioms/TwoPieceThreadedBallValveIOM.pdf |  | 01/01/04
BV0722 | 8503060112 |  | 8503 | 850306 | 1 1/2 | AC | 1.5 | BALL VALVE,2 PC,BRONZE BODY,SS BALL & STEM,600 WOG,150 WSP,THREADED ENDS,STANDARD PORT,W/STEM EXT. | 443.17 | 3.72 | 3.96 | 1.31 | 5.09 | 8 |  |  |  | 084738121626 | 08473812162 | https://www.hammondvalve.com/wp-content/uploads/spec-sheets/85018503.pdf | https://www.hammondvalve.com/wp-content/uploads/ioms/TwoPieceThreadedBallValveIOM.pdf |  | 01/01/04
BV0722 | 8503060114 |  | 8503 | 850306 | 1 1/4 | AC | 1.25 | BALL VALVE,2 PC,BRONZE BODY,SS BALL & STEM,600 WOG,150 WSP,THREADED ENDS,STANDARD PORT,W/STEM EXT. | 339.51 | 4.25 | 3.5 | 1.31 | 4.91 | 6 |  |  |  | 084738121619 | 08473812161 | https://www.hammondvalve.com/wp-content/uploads/spec-sheets/85018503.pdf | https://www.hammondvalve.com/wp-content/uploads/ioms/TwoPieceThreadedBallValveIOM.pdf |  | 01/01/04
BV0722 | 8503060200 |  | 8503 | 850306 | 2 | AC | 2 | BALL VALVE,2 PC,BRONZE BODY,SS BALL & STEM,600 WOG,150 WSP,THREADED ENDS,STANDARD PORT,W/STEM EXT. | 580.99 | 4.74 | 4.3 | 1.56 | 5.25 | 4 | 10.625 | 6.75 | 3.875 | 084738119661 | 08473811966 | https://www.hammondvalve.com/wp-content/uploads/spec-sheets/85018503.pdf | https://www.hammondvalve.com/wp-content/uploads/ioms/TwoPieceThreadedBallValveIOM.pdf |  | 01/01/04
BV0722 | 8503070012 |  | 8503 | 850307 | 1/2 | AC | 0.5 | BALL VALVE,2 PC,BRONZE BODY,SS BALL & STEM,600 WOG,150 WSP,THREADED ENDS,FULL PORT,W/LCKNG LEVER | 100.51 | 0.635 | 2.19 | 1 | 1.91 | 8 |  |  |  | 084738121305 | 08473812130 | https://www.hammondvalve.com/wp-content/uploads/spec-sheets/85018503.pdf | https://www.hammondvalve.com/wp-content/uploads/ioms/TwoPieceThreadedBallValveIOM.pdf |  | 01/01/04
BV0722 | 8503070014 |  | 8503 | 850307 | 1/4 | AC | 0.25 | BALL VALVE,2 PC,BRONZE BODY,SS BALL & STEM,600 WOG,150 WSP,THREADED ENDS,FULL PORT,W/LCKNG LEVER | 100.51 | 0.58 | 1.86 | 0.88 | 1.78 | 10 | 7.5 | 5.5625 | 3.25 | 084738121312 | 08473812131 | https://www.hammondvalve.com/wp-content/uploads/spec-sheets/85018503.pdf | https://www.hammondvalve.com/wp-content/uploads/ioms/TwoPieceThreadedBallValveIOM.pdf |  | 01/01/04
BV0722 | 8503070034 |  | 8503 | 850307 | 3/4 | AC | 0.75 | BALL VALVE,2 PC,BRONZE BODY,SS BALL & STEM,600 WOG,150 WSP,THREADED ENDS,FULL PORT,W/LCKNG LEVER | 173.49 | 1.035 | 2.64 | 1.26 | 2.08 | 6 |  |  |  | 084738121329 | 08473812132 | https://www.hammondvalve.com/wp-content/uploads/spec-sheets/85018503.pdf | https://www.hammondvalve.com/wp-content/uploads/ioms/TwoPieceThreadedBallValveIOM.pdf |  | 01/01/04
BV0722 | 8503070038 |  | 8503 | 850307 | 3/8 | AC | 0.375 | BALL VALVE,2 PC,BRONZE BODY,SS BALL & STEM,600 WOG,150 WSP,THREADED ENDS,FULL PORT,W/LCKNG LEVER | 100.51 | 0.55 | 1.86 | 0.88 | 1.81 | 10 |  |  |  | 084738121336 | 08473812133 | https://www.hammondvalve.com/wp-content/uploads/spec-sheets/85018503.pdf | https://www.hammondvalve.com/wp-content/uploads/ioms/TwoPieceThreadedBallValveIOM.pdf |  | 01/01/04
BV0722 | 8503070100 |  | 8503 | 850307 | 1 | AC | 1 | BALL VALVE,2 PC,BRONZE BODY,SS BALL & STEM,600 WOG,150 WSP,THREADED ENDS,STANDARD PORT,W/LCKNG LEVER | 197.89 | 1.49 | 3.17 | 1.38 | 2.25 | 6 |  |  |  | 084738121343 | 08473812134 | https://www.hammondvalve.com/wp-content/uploads/spec-sheets/85018503.pdf | https://www.hammondvalve.com/wp-content/uploads/ioms/TwoPieceThreadedBallValveIOM.pdf |  | 01/01/04
BV0722 | 8503070112 |  | 8503 | 850307 | 1 1/2 | AC | 1.5 | BALL VALVE,2 PC,BRONZE BODY,SS BALL & STEM,600 WOG,150 WSP,THREADED ENDS,STANDARD PORT,W/LCKNG LEVER | 441.26 | 3.435 | 3.96 | 1.81 | 2.84 | 4 |  |  |  | 084738121961 | 08473812196 | https://www.hammondvalve.com/wp-content/uploads/spec-sheets/85018503.pdf | https://www.hammondvalve.com/wp-content/uploads/ioms/TwoPieceThreadedBallValveIOM.pdf |  | 01/01/04
BV0722 | 8503070114 |  | 8503 | 850307 | 1 1/4 | AC | 1.25 | BALL VALVE,2 PC,BRONZE BODY,SS BALL & STEM,600 WOG,150 WSP,THREADED ENDS,STANDARD PORT,W/LCKNG LEVER | 337.61 | 2.47 | 3.5 | 1.56 | 2.66 | 6 |  |  |  | 084738132615 | 08473813261 | https://www.hammondvalve.com/wp-content/uploads/spec-sheets/85018503.pdf | https://www.hammondvalve.com/wp-content/uploads/ioms/TwoPieceThreadedBallValveIOM.pdf |  | 01/01/04
BV0722 | 8503070200 |  | 8503 | 850307 | 2 | AC | 2 | BALL VALVE,2 PC,BRONZE BODY,SS BALL & STEM,600 WOG,150 WSP,THREADED ENDS,STANDARD PORT,W/LCKNG LEVER | 579.1 | 4.325 | 4.3 | 2.06 | 3 | 4 |  |  |  | 084738115816 | 08473811581 | https://www.hammondvalve.com/wp-content/uploads/spec-sheets/85018503.pdf | https://www.hammondvalve.com/wp-content/uploads/ioms/TwoPieceThreadedBallValveIOM.pdf |  | 01/01/04
BV0722 | 8503090012 |  | 8503/8303 | 850309 | 1/2 | AC | 0.5 | BALL,2PC,BRONZE BODY,SS BALL & STEM,600 WOG 150 SWP,THREADED,FULL PORT,EXT HANDLE W/MEMORY STOP | 146.13 | 0.7 | 2.19 | 0.5 | 4.16 | 1 |  |  |  | 084738133742 | 08473813374 | https://www.hammondvalve.com/wp-content/uploads/spec-sheets/85018503.pdf | https://www.hammondvalve.com/wp-content/uploads/ioms/TwoPieceThreadedBallValveIOM.pdf |  | 01/01/04
BV0722 | 8503090014 |  | 8503/8303 | 850309 | 1/4 | AC | 0.25 | BALL,2PC,BRONZE BODY,SS BALL & STEM,600 WOG 150 SWP,THREADED,FULL PORT,EXT HANDLE W/MEMORY STOP | 146.13 | 0.65 | 1.86 | 0.38 | 4.03 | 1 |  |  |  | 084738133728 | 08473813372 | https://www.hammondvalve.com/wp-content/uploads/spec-sheets/85018503.pdf | https://www.hammondvalve.com/wp-content/uploads/ioms/TwoPieceThreadedBallValveIOM.pdf |  | 01/01/04
BV0722 | 8503090034 |  | 8503/8303 | 850309 | 3/4 | AC | 0.75 | BALL,2PC,BRONZE BODY,SS BALL & STEM,600 WOG 150 SWP,THREADED,FULL PORT,EXT HANDLE W/MEMORY STOP | 212.8 | 1.2 | 3.17 | 0.88 | 4.33 | 1 |  |  |  | 084738113546 | 08473811354 | https://www.hammondvalve.com/wp-content/uploads/spec-sheets/85018503.pdf | https://www.hammondvalve.com/wp-content/uploads/ioms/TwoPieceThreadedBallValveIOM.pdf |  | 01/01/04
BV0722 | 8503090038 |  | 8503/8303 | 850309 | 3/8 | AC | 0.375 | BALL,2PC,BRONZE BODY,SS BALL & STEM,600 WOG 150 SWP,THREADED,FULL PORT,EXT HANDLE W/MEMORY STOP | 146.13 | 0.65 | 1.86 | 0.38 | 4.06 | 1 |  |  |  | 084738133735 | 08473813373 | https://www.hammondvalve.com/wp-content/uploads/spec-sheets/85018503.pdf | https://www.hammondvalve.com/wp-content/uploads/ioms/TwoPieceThreadedBallValveIOM.pdf |  | 01/01/04
BV0722 | 8503090100 |  | 8503 | 850309 | 1 | AC | 1 | BALL,2PC,BRONZE BODY,SS BALL & STEM,600 WOG 150 SWP,THREADED,STD PORT,EXT HANDLE W/MEMORY STOP | 237.21 | 1.6 | 3.17 | 0.88 | 4.5 | 1 |  |  |  | 084738113553 | 08473811355 | https://www.hammondvalve.com/wp-content/uploads/spec-sheets/85018503.pdf | https://www.hammondvalve.com/wp-content/uploads/ioms/TwoPieceThreadedBallValveIOM.pdf |  | 01/01/04
BV0722 | 8503090114 |  | 8503 | 850309 | 1 1/4 | AC | 1.25 | BALL,2PC,BRONZE BODY,SS BALL & STEM,600 WOG 150 SWP,THREADED,STD PORT,EXT HANDLE W/MEMORY STOP | 376.93 | 2.65 | 3.5 | 1.31 | 4.91 | 1 |  |  |  | 084738113560 | 08473811356 | https://www.hammondvalve.com/wp-content/uploads/spec-sheets/85018503.pdf | https://www.hammondvalve.com/wp-content/uploads/ioms/TwoPieceThreadedBallValveIOM.pdf |  | 01/01/04
BV0722 | 8503090200 |  | 8503 | 850309 | 2 | AC | 2 | BALL,2PC,BRONZE BODY,SS BALL & STEM,600 WOG 150 SWP,THREADED,STD PORT,EXT HANDLE W/MEMORY STOP | 618.44 | 4.55 | 3.5 | 1.31 | 4.91 | 4 |  |  |  | 084738113577 | 08473811357 | https://www.hammondvalve.com/wp-content/uploads/spec-sheets/85018503.pdf | https://www.hammondvalve.com/wp-content/uploads/ioms/TwoPieceThreadedBallValveIOM.pdf |  | 01/01/04
BV0722 | 8503160012 |  | 8503 | 850316 | 1/2 | AC | 0.5 | BALL VALVE,2 PC,BRONZE BODY,SS BALL & STEM,600 WOG,150 WSP,THREADED ENDS,FULL PORT,W/INS HANDLE | 143.31 | 0 | 2.19 | 1 | 3.66 | 1 | 6.625 | 5.1875 | 2.8125 | 084738293255 | 08473829325 | https://www.hammondvalve.com/wp-content/uploads/spec-sheets/85018503.pdf | https://www.hammondvalve.com/wp-content/uploads/ioms/TwoPieceThreadedBallValveIOM.pdf |  | 06/25/14
BV0722 | 8503160014 |  | 8503 | 850316 | 1/4 | AC | 0.25 | BALL VALVE,2 PC,BRONZE BODY,SS BALL & STEM,600 WOG,150 WSP,THREADED ENDS,FULL PORT,W/INS HANDLE | 143.31 | 0 | 1.86 | 0.88 | 3.53 | 1 | 6.625 | 5.1875 | 2.8125 | 084738293262 | 08473829326 | https://www.hammondvalve.com/wp-content/uploads/spec-sheets/85018503.pdf | https://www.hammondvalve.com/wp-content/uploads/ioms/TwoPieceThreadedBallValveIOM.pdf |  | 06/25/14
BV0722 | 8503160034 |  | 8503 | 850316 | 3/4 | AC | 0.75 | BALL VALVE,2 PC,BRONZE BODY,SS BALL & STEM,600 WOG,150 WSP,THREADED ENDS,FULL PORT,W/INS HANDLE | 209.96 | 0 | 2.64 | 1.26 | 3.83 | 1 | 6.625 | 5.1875 | 2.8125 | 084738293286 | 08473829328 | https://www.hammondvalve.com/wp-content/uploads/spec-sheets/85018503.pdf | https://www.hammondvalve.com/wp-content/uploads/ioms/TwoPieceThreadedBallValveIOM.pdf |  | 06/25/14
BV0722 | 8503160038 |  | 8503 | 850316 | 3/8 | AC | 0.375 | BALL VALVE,2 PC,BRONZE BODY,SS BALL & STEM,600 WOG,150 WSP,THREADED ENDS,FULL PORT,W/INS HANDLE | 143.31 | 0 | 1.86 | 0.88 | 3.56 | 1 | 6.625 | 5.1875 | 2.8125 | 084738293279 | 08473829327 | https://www.hammondvalve.com/wp-content/uploads/spec-sheets/85018503.pdf | https://www.hammondvalve.com/wp-content/uploads/ioms/TwoPieceThreadedBallValveIOM.pdf |  | 06/25/14
BV0722 | 8503160100 |  | 8503 | 850316 | 1 | AC | 1 | BALL VALVE,2 PC,BRONZE BODY,SS BALL & STEM,600 WOG,150 WSP,THREADED ENDS,STANDARD PORT,W/INS HANDLE | 234.37 | 0 | 3.17 | 1.38 | 4 | 1 | 7.5 | 5.5625 | 3.25 | 084738293293 | 08473829329 | https://www.hammondvalve.com/wp-content/uploads/spec-sheets/85018503.pdf | https://www.hammondvalve.com/wp-content/uploads/ioms/TwoPieceThreadedBallValveIOM.pdf |  | 06/25/14
BV0722 | 8503160112 |  | 8503 | 850316 | 1 1/2 | AC | 1.5 | BALL VALVE,2 PC,BRONZE BODY,SS BALL & STEM,600 WOG,150 WSP,THREADED ENDS,STANDARD PORT,W/INS HANDLE | 491.94 | 0 | 3.96 | 1.81 | 4.59 | 1 | 9.25 | 6.75 | 3.875 | 084738293316 | 08473829331 | https://www.hammondvalve.com/wp-content/uploads/spec-sheets/85018503.pdf | https://www.hammondvalve.com/wp-content/uploads/ioms/TwoPieceThreadedBallValveIOM.pdf |  | 06/25/14
BV0722 | 8503160114 |  | 8503 | 850316 | 1 1/4 | AC | 1.25 | BALL VALVE,2 PC,BRONZE BODY,SS BALL & STEM,600 WOG,150 WSP,THREADED ENDS,STANDARD PORT,W/INS HANDLE | 388.28 | 0 | 3.5 | 1.56 | 4.41 | 1 | 9.25 | 6.75 | 3.875 | 084738293309 | 08473829330 | https://www.hammondvalve.com/wp-content/uploads/spec-sheets/85018503.pdf | https://www.hammondvalve.com/wp-content/uploads/ioms/TwoPieceThreadedBallValveIOM.pdf |  | 06/25/14
BV0722 | 8503160200 |  | 8503 | 850316 | 2 | AC | 2 | BALL VALVE,2 PC,BRONZE BODY,SS BALL & STEM,600 WOG,150 WSP,THREADED ENDS,STANDARD PORT,W/INS HANDLE | 629.78 | 0 | 4.3 | 2.06 | 4.75 | 1 | 10.625 | 6.75 | 3.875 | 084738293323 | 08473829332 | https://www.hammondvalve.com/wp-content/uploads/spec-sheets/85018503.pdf | https://www.hammondvalve.com/wp-content/uploads/ioms/TwoPieceThreadedBallValveIOM.pdf |  | 06/25/14
BV0722 | 8503H00012 |  | 8503 | 8503H | 1/2 | AC | 0.5 | BALL VALVE,2 PC,BRONZE BODY,SS BALL & STEM,600 WOG,150 WSP,THREADED BY HOSE ENDS,FULL PORT | 113.59 | 0.68 | 2.19 | 1 | 1.91 | 10 | 6.625 | 5.1875 | 2.8125 | 084738288435 | 08473828843 | https://www.hammondvalve.com/wp-content/uploads/spec-sheets/8501h8511h.pdf | https://www.hammondvalve.com/wp-content/uploads/ioms/TwoPieceThreadedBallValveIOM.pdf |  | 04/30/08
BV0722 | 8503H00034 |  | 8503 | 8503H00 | 3/4 | AC | 0.75 | BALL VALVE,2 PC,BRONZE BODY,SS BALL & STEM,600 WOG,150 WSP,THREADED BY HOSE ENDS,FULL PORT | 176.28 | 1.08 | 2.64 | 0.75 | 2.08 | 6 | 6.625 | 5.1875 | 2.8125 | 084738288442 | 08473828844 | https://www.hammondvalve.com/wp-content/uploads/spec-sheets/8501h8511h.pdf | https://www.hammondvalve.com/wp-content/uploads/ioms/TwoPieceThreadedBallValveIOM.pdf |  | 04/30/08
BV0722 | 8511000012 |  | 8511 | 851100 | 1/2 | AC | 0.5 | BALL VALVE,2 PC,BRONZE BODY,600 WOG,150 SWP,SOLDER ENDS,FULL PORT | 52.3 | 0.54 | 2.39 | 1 | 1.89 | 10 | 6.625 | 5.1875 | 2.8125 | 084738108061 | 08473810806 | https://www.hammondvalve.com/wp-content/uploads/spec-sheets/85118513.pdf | https://www.hammondvalve.com/wp-content/uploads/ioms/TwoPieceSolderBallValveIOM.pdf |  | 01/01/04
BV0722 | 8511000034 |  | 8511 | 851100 | 3/4 | AC | 0.75 | BALL VALVE,2 PC,BRONZE BODY,600 WOG,150 SWP,SOLDER ENDS,FULL PORT | 85.95 | 0.96 | 3.05 | 1.26 | 2.13 | 6 | 6.625 | 5.1875 | 2.8125 | 084738108078 | 08473810807 | https://www.hammondvalve.com/wp-content/uploads/spec-sheets/85118513.pdf | https://www.hammondvalve.com/wp-content/uploads/ioms/TwoPieceSolderBallValveIOM.pdf |  | 01/01/04
BV0722 | 8511000038 |  | 8511 | 851100 | 3/8 | AC | 0.375 | BALL VALVE,2 PC,BRONZE BODY,600 WOG,150 SWP,SOLDER ENDS,FULL PORT | 52.3 | 0.47 | 2.1 | 0.88 | 1.8 | 10 | 6.625 | 5.1875 | 2.8125 | 084738109167 | 08473810916 | https://www.hammondvalve.com/wp-content/uploads/spec-sheets/85118513.pdf | https://www.hammondvalve.com/wp-content/uploads/ioms/TwoPieceSolderBallValveIOM.pdf |  | 01/01/04
BV0722 | 8511000100 |  | 8511 | 851100 | 1 | AC | 1 | BALL VALVE,2 PC,BRONZE BODY,600 WOG,150 SWP,SOLDER ENDS,STANDARD PORT | 94.99 | 1.38 | 3.71 | 1.38 | 2.29 | 6 | 7.5 | 5.5625 | 3.25 | 084738108085 | 08473810808 | https://www.hammondvalve.com/wp-content/uploads/spec-sheets/85118513.pdf | https://www.hammondvalve.com/wp-content/uploads/ioms/TwoPieceSolderBallValveIOM.pdf |  | 01/01/04
BV0722 | 8511000112 |  | 8511 | 851100 | 1 1/2 | AC | 1.5 | BALL VALVE,2 PC,BRONZE BODY,600 WOG,150 SWP,SOLDER ENDS,STANDARD PORT | 234.13 | 3.43 | 5 | 1.81 | 2.85 | 4 | 10.625 | 6.75 | 3.875 | 084738108108 | 08473810810 | https://www.hammondvalve.com/wp-content/uploads/spec-sheets/85118513.pdf | https://www.hammondvalve.com/wp-content/uploads/ioms/TwoPieceSolderBallValveIOM.pdf |  | 01/01/04
BV0722 | 8511000114 |  | 8511 | 851100 | 1 1/4 | AC | 1.25 | BALL VALVE,2 PC,BRONZE BODY,600 WOG,150 SWP,SOLDER ENDS,STANDARD PORT | 183.45 | 2.57 | 4.54 | 1.56 | 2.67 | 6 | 9.25 | 6.75 | 3.875 | 084738108092 | 08473810809 | https://www.hammondvalve.com/wp-content/uploads/spec-sheets/85118513.pdf | https://www.hammondvalve.com/wp-content/uploads/ioms/TwoPieceSolderBallValveIOM.pdf |  | 01/01/04
BV0722 | 8511000200 |  | 8511 | 851100 | 2 | AC | 2 | BALL VALVE,2 PC,BRONZE BODY,600 WOG,150 SWP,SOLDER ENDS,STANDARD PORT | 294.88 | 5.265 | 6.25 | 0 | 3.02 | 2 | 10.625 | 6.75 | 3.875 | 084738108115 | 08473810811 | https://www.hammondvalve.com/wp-content/uploads/spec-sheets/85118513.pdf | https://www.hammondvalve.com/wp-content/uploads/ioms/TwoPieceSolderBallValveIOM.pdf |  | 01/01/04
BV0722 | 8511000212 |  | 8511 | 851100 | 2 1/2 | AC | 2.5 | BALL VALVE,2 PC,BRONZE BODY,600 WOG,150 SWP,SOLDER ENDS,STANDARD PORT | 1434.53 | 9.85 | 7.34 | 2.5 | 3.47 | 1 | 0 | 0 | 0 | 084738109099 | 08473810909 | https://www.hammondvalve.com/wp-content/uploads/spec-sheets/85118513.pdf | https://www.hammondvalve.com/wp-content/uploads/ioms/TwoPieceSolderBallValveIOM.pdf |  | 01/01/04
BV0722 | 8511000300 |  | 8511 | 851100 | 3 | AC | 3 | BALL VALVE,2 PC,BRONZE BODY,600 WOG,150 SWP,SOLDER ENDS,STANDARD PORT | 1630.19 | 15.91 | 8.16 | 2.81 | 3.88 | 1 | 5.625 | 4.875 | 8.5 | 084738109105 | 08473810910 | https://www.hammondvalve.com/wp-content/uploads/spec-sheets/85118513.pdf | https://www.hammondvalve.com/wp-content/uploads/ioms/TwoPieceSolderBallValveIOM.pdf |  | 01/01/04
BV0722 | 8511020012 |  | 8511 | 851102 | 1/2 | AC | 0.5 | BALL VALVE,2 PC,BRONZE BODY,600 WOG,150 SWP,SOLDER ENDS,FULL PORT,W/MEM STOP | 60.31 | 0.56 | 2.39 | 1 | 1.89 | 10 |  |  |  | 084738122098 | 08473812209 | https://www.hammondvalve.com/wp-content/uploads/spec-sheets/85118513.pdf | https://www.hammondvalve.com/wp-content/uploads/ioms/TwoPieceSolderBallValveIOM.pdf |  | 01/01/04
BV0722 | 8511020034 |  | 8511 | 851102 | 3/4 | AC | 0.75 | BALL VALVE,2 PC,BRONZE BODY,600 WOG,150 SWP,SOLDER ENDS,FULL PORT,W/MEM STOP | 93.96 | 0.98 | 3.05 | 1.26 | 2.13 | 6 |  |  |  | 084738122104 | 08473812210 | https://www.hammondvalve.com/wp-content/uploads/spec-sheets/85118513.pdf | https://www.hammondvalve.com/wp-content/uploads/ioms/TwoPieceSolderBallValveIOM.pdf |  | 01/01/04
BV0722 | 8511020038 |  | 8511 | 851102 | 3/8 | AC | 0.375 | BALL VALVE,2 PC,BRONZE BODY,600 WOG,150 SWP,SOLDER ENDS,FULL PORT,W/MEM STOP | 60.31 | 0 | 2.1 | 0.88 | 1.8 | 10 |  |  |  | 084738122081 | 08473812208 | https://www.hammondvalve.com/wp-content/uploads/spec-sheets/85118513.pdf | https://www.hammondvalve.com/wp-content/uploads/ioms/TwoPieceSolderBallValveIOM.pdf |  | 01/01/04
BV0722 | 8511020100 |  | 8511 | 851102 | 1 | AC | 1 | BALL VALVE,2 PC,BRONZE BODY,600 WOG,150 SWP,SOLDER ENDS,STANDARD PORT,W/MEM STOP | 103 | 1.385 | 3.71 | 0.88 | 2.29 | 6 |  |  |  | 084738122111 | 08473812211 | https://www.hammondvalve.com/wp-content/uploads/spec-sheets/85118513.pdf | https://www.hammondvalve.com/wp-content/uploads/ioms/TwoPieceSolderBallValveIOM.pdf |  | 01/01/04
BV0722 | 8511020112 |  | 8511 | 851102 | 1 1/2 | AC | 1.5 | BALL VALVE,2 PC,BRONZE BODY,600 WOG,150 SWP,SOLDER ENDS,STANDARD PORT,W/MEM STOP | 242.14 | 3.415 | 5 | 1.31 | 2.85 | 4 |  |  |  | 084738122135 | 08473812213 | https://www.hammondvalve.com/wp-content/uploads/spec-sheets/85118513.pdf | https://www.hammondvalve.com/wp-content/uploads/ioms/TwoPieceSolderBallValveIOM.pdf |  | 01/01/04
BV0722 | 8511020114 |  | 8511 | 851102 | 1 1/4 | AC | 1.25 | BALL VALVE,2 PC,BRONZE BODY,600 WOG,150 SWP,SOLDER ENDS,STANDARD PORT,W/MEM STOP | 191.47 | 2.595 | 4.54 | 1.06 | 2.67 | 6 |  |  |  | 084738122128 | 08473812212 | https://www.hammondvalve.com/wp-content/uploads/spec-sheets/85118513.pdf | https://www.hammondvalve.com/wp-content/uploads/ioms/TwoPieceSolderBallValveIOM.pdf |  | 01/01/04
BV0722 | 8511020200 |  | 8511 | 851102 | 2 | AC | 2 | BALL VALVE,2 PC,BRONZE BODY,600 WOG,150 SWP,SOLDER ENDS,STANDARD PORT,W/MEM STOP | 302.91 | 5.215 | 6.25 | 1.56 | 3.02 | 4 |  |  |  | 084738122142 | 08473812214 | https://www.hammondvalve.com/wp-content/uploads/spec-sheets/85118513.pdf | https://www.hammondvalve.com/wp-content/uploads/ioms/TwoPieceSolderBallValveIOM.pdf |  | 01/01/04
BV0722 | 8511060012 |  | 8511 | 851106 | 1/2 | AC | 0.5 | BALL VALVE,2 PC,BRONZE BODY,600 WOG,150 SWP,SOLDER ENDS,FULL PORT,W/STEM EXT. | 74.98 | 0.663 | 2.39 | 1 | 1.89 | 20 | 6.625 | 5.1875 | 2.8125 | 084738120742 | 08473812074 | https://www.hammondvalve.com/wp-content/uploads/spec-sheets/85118513.pdf | https://www.hammondvalve.com/wp-content/uploads/ioms/TwoPieceSolderBallValveIOM.pdf |  | 01/01/04
BV0722 | 8511060034 |  | 8511 | 851106 | 3/4 | AC | 0.75 | BALL VALVE,2 PC,BRONZE BODY,600 WOG,150 SWP,SOLDER ENDS,FULL PORT,W/STEM EXT. | 108.66 | 1.145 | 3.05 | 1.26 | 2.13 | 15 | 6.625 | 5.1875 | 2.8125 | 084738120780 | 08473812078 | https://www.hammondvalve.com/wp-content/uploads/spec-sheets/85118513.pdf | https://www.hammondvalve.com/wp-content/uploads/ioms/TwoPieceSolderBallValveIOM.pdf |  | 01/01/04
BV0722 | 8511060038 |  | 8511 | 851106 | 3/8 | AC | 0.375 | BALL VALVE,2 PC,BRONZE BODY,600 WOG,150 SWP,SOLDER ENDS,FULL PORT,W/STEM EXT. | 74.98 | 0 | 2.1 | 0.88 | 1.8 | 20 | 6.625 | 5.1875 | 2.8125 | 084738120735 | 08473812073 | https://www.hammondvalve.com/wp-content/uploads/spec-sheets/85118513.pdf | https://www.hammondvalve.com/wp-content/uploads/ioms/TwoPieceSolderBallValveIOM.pdf |  | 01/01/04
BV0722 | 8511060100 |  | 8511 | 851106 | 1 | AC | 1 | BALL VALVE,2 PC,BRONZE BODY,600 WOG,150 SWP,SOLDER ENDS,STANDARD PORT,W/STEM EXT. | 117.68 | 1.555 | 3.71 | 0.88 | 2.29 | 12 | 7.5 | 5.5625 | 3.25 | 084738120797 | 08473812079 | https://www.hammondvalve.com/wp-content/uploads/spec-sheets/85118513.pdf | https://www.hammondvalve.com/wp-content/uploads/ioms/TwoPieceSolderBallValveIOM.pdf |  | 01/01/04
BV0722 | 8511060112 |  | 8511 | 851106 | 1 1/2 | AC | 1.5 | BALL VALVE,2 PC,BRONZE BODY,600 WOG,150 SWP,SOLDER ENDS,STANDARD PORT,W/STEM EXT. | 274.23 | 3.373 | 5 | 1.31 | 2.85 | 8 | 9.25 | 6.75 | 3.875 | 084738120766 | 08473812076 | https://www.hammondvalve.com/wp-content/uploads/spec-sheets/85118513.pdf | https://www.hammondvalve.com/wp-content/uploads/ioms/TwoPieceSolderBallValveIOM.pdf |  | 01/01/04
BV0722 | 8511060114 |  | 8511 | 851106 | 1 1/4 | AC | 1.25 | BALL VALVE,2 PC,BRONZE BODY,600 WOG,150 SWP,SOLDER ENDS,STANDARD PORT,W/STEM EXT. | 223.56 | 2.9 | 4.54 | 1.06 | 2.67 | 6 | 9.25 | 6.75 | 3.875 | 084738120759 | 08473812075 | https://www.hammondvalve.com/wp-content/uploads/spec-sheets/85118513.pdf | https://www.hammondvalve.com/wp-content/uploads/ioms/TwoPieceSolderBallValveIOM.pdf |  | 01/01/04
BV0722 | 8511060200 |  | 8511 | 851106 | 2 | AC | 2 | BALL VALVE,2 PC,BRONZE BODY,600 WOG,150 SWP,SOLDER ENDS,STANDARD PORT,W/STEM EXT. | 335 | 5.535 | 6.25 | 1.56 | 3.02 | 4 | 10.625 | 6.75 | 3.875 | 084738120773 | 08473812077 | https://www.hammondvalve.com/wp-content/uploads/spec-sheets/85118513.pdf | https://www.hammondvalve.com/wp-content/uploads/ioms/TwoPieceSolderBallValveIOM.pdf |  | 01/01/04
BV0722 | 8511070012 |  | 8511 | 851107 | 1/2 | AC | 0.5 | BALL VALVE,2 PC,BRONZE BODY,600 WOG,150 SWP,SOLDER ENDS,FULL PORT,W/LOCKING LEVER | 71.3 | 0.6 | 2.39 | 1 | 1.89 | 8 | 6.625 | 5.1875 | 2.8125 | 084738119876 | 08473811987 | https://www.hammondvalve.com/wp-content/uploads/spec-sheets/85118513.pdf | https://www.hammondvalve.com/wp-content/uploads/ioms/TwoPieceSolderBallValveIOM.pdf |  | 01/01/04
BV0722 | 8511070034 |  | 8511 | 851107 | 3/4 | AC | 0.75 | BALL VALVE,2 PC,BRONZE BODY,600 WOG,150 SWP,SOLDER ENDS,FULL PORT,W/LOCKING LEVER | 111.3 | 1.02 | 3.05 | 1.26 | 2.13 | 6 | 6.625 | 5.1875 | 2.8125 | 084738119883 | 08473811988 | https://www.hammondvalve.com/wp-content/uploads/spec-sheets/85118513.pdf | https://www.hammondvalve.com/wp-content/uploads/ioms/TwoPieceSolderBallValveIOM.pdf |  | 01/01/04
BV0722 | 8511070038 |  | 8511 | 851107 | 3/8 | AC | 0.375 | BALL VALVE,2 PC,BRONZE BODY,600 WOG,150 SWP,SOLDER ENDS,FULL PORT,W/LOCKING LEVER | 71.3 | 0 | 2.1 | 0.88 | 1.8 | 10 | 6.625 | 5.1875 | 2.8125 | 084738119869 | 08473811986 | https://www.hammondvalve.com/wp-content/uploads/spec-sheets/85118513.pdf | https://www.hammondvalve.com/wp-content/uploads/ioms/TwoPieceSolderBallValveIOM.pdf |  | 01/01/04
BV0722 | 8511070100 |  | 8511 | 851107 | 1 | AC | 1 | BALL VALVE,2 PC,BRONZE BODY,600 WOG,150 SWP,SOLDER ENDS,STANDARD PORT,W/LOCKING LEVER | 120.32 | 1.43 | 3.17 | 1.38 | 2.29 | 6 | 7.5 | 5.5625 | 3.25 | 084738119890 | 08473811989 | https://www.hammondvalve.com/wp-content/uploads/spec-sheets/85118513.pdf | https://www.hammondvalve.com/wp-content/uploads/ioms/TwoPieceSolderBallValveIOM.pdf |  | 01/01/04
BV0722 | 8511070112 |  | 8511 | 851107 | 1 1/2 | AC | 1.5 | BALL VALVE,2 PC,BRONZE BODY,600 WOG,150 SWP,SOLDER ENDS,STANDARD PORT,W/LOCKING LEVER | 272.33 | 3.52 | 5 | 1.81 | 2.85 | 4 | 10.625 | 6.75 | 3.875 | 084738119913 | 08473811991 | https://www.hammondvalve.com/wp-content/uploads/spec-sheets/85118513.pdf | https://www.hammondvalve.com/wp-content/uploads/ioms/TwoPieceSolderBallValveIOM.pdf |  | 01/01/04
BV0722 | 8511070114 |  | 8511 | 851107 | 1 1/4 | AC | 1.25 | BALL VALVE,2 PC,BRONZE BODY,600 WOG,150 SWP,SOLDER ENDS,STANDARD PORT,W/LOCKING LEVER | 221.66 | 2.9 | 4.54 | 1.56 | 2.67 | 6 | 9.25 | 6.75 | 3.875 | 084738119906 | 08473811990 | https://www.hammondvalve.com/wp-content/uploads/spec-sheets/85118513.pdf | https://www.hammondvalve.com/wp-content/uploads/ioms/TwoPieceSolderBallValveIOM.pdf |  | 01/01/04
BV0722 | 8511070200 |  | 8511 | 851107 | 2 | AC | 2 | BALL VALVE,2 PC,BRONZE BODY,600 WOG,150 SWP,SOLDER ENDS,STANDARD PORT,W/LOCKING LEVER | 333.09 | 5.2 | 6.25 | 2.06 | 3.02 | 2 | 10.625 | 6.75 | 3.875 | 084738119920 | 08473811992 | https://www.hammondvalve.com/wp-content/uploads/spec-sheets/85118513.pdf | https://www.hammondvalve.com/wp-content/uploads/ioms/TwoPieceSolderBallValveIOM.pdf |  | 01/01/04
BV0722 | 8511080100 |  | 8511 | 851108 | 1 | AC | 1 | BALL VALVE,2 PC,BRONZE BODY,600 WOG,150 SWP,SOLDER ENDS,STANDARD PORT,W/SS LEVER | 117.13 | 1.4 | 3.17 | 1.38 | 2.29 | 6 |  |  |  | 084738122388 | 08473812238 | https://www.hammondvalve.com/wp-content/uploads/spec-sheets/85118513.pdf | https://www.hammondvalve.com/wp-content/uploads/ioms/TwoPieceSolderBallValveIOM.pdf |  | 01/01/04
BV0722 | 8511090012 |  | 8511/8311 | 851109 | 1/2 | AC | 0.5 | BALL,2PC,BRONZE BODY,SS BALL & STEM,600 WOG,150 SWP,SOLDER,FULL PORT,EXT STEM WITH MEMORY STOP | 116.94 | 0.695 | 2.7 | 0.5 | 1.88 | 20 | 6.625 | 5.1875 | 2.8125 | 084738119630 | 08473811963 | https://www.hammondvalve.com/wp-content/uploads/spec-sheets/85118513.pdf | https://www.hammondvalve.com/wp-content/uploads/ioms/TwoPieceSolderBallValveIOM.pdf |  | 01/01/04
BV0722 | 8511090034 |  | 8511/8311 | 851109 | 3/4 | AC | 0.75 | BALL,2PC,BRONZE BODY,SS BALL & STEM,600 WOG,150 SWP,SOLDER,FULL PORT,EXT STEM WITH MEMORY STOP | 150.61 | 1.16 | 2.9 | 0.76 | 2.14 | 15 | 6.625 | 5.1875 | 2.8125 | 084738119470 | 08473811947 | https://www.hammondvalve.com/wp-content/uploads/spec-sheets/85118513.pdf | https://www.hammondvalve.com/wp-content/uploads/ioms/TwoPieceSolderBallValveIOM.pdf |  | 01/01/04
BV0722 | 8511090038 |  | 8511/8311 | 851109 | 3/8 | AC | 0.375 | BALL,2PC,BRONZE BODY,SS BALL & STEM,600 WOG,150 SWP,SOLDER,FULL PORT,EXT STEM WITH MEMORY STOP | 116.94 | 0 | 2.1 | 0.38 | 1.8 | 20 | 20.875 | 10.1875 | 2.25 | 084738120056 | 08473812005 | https://www.hammondvalve.com/wp-content/uploads/spec-sheets/85118513.pdf | https://www.hammondvalve.com/wp-content/uploads/ioms/TwoPieceSolderBallValveIOM.pdf |  | 01/01/04
BV0722 | 8511090100 |  | 8511 | 851109 | 1 | AC | 1 | BALL,2PC,BRONZE BODY,SS BALL & STEM,600 WOG,150 SWP,SOLDER,STD PORT,EXT STEM WITH MEMORY STOP | 159.63 | 1.81 | 3.71 | 0.88 | 2.29 | 15 | 7.5 | 5.5625 | 3.25 | 084738119487 | 08473811948 | https://www.hammondvalve.com/wp-content/uploads/spec-sheets/85118513.pdf | https://www.hammondvalve.com/wp-content/uploads/ioms/TwoPieceSolderBallValveIOM.pdf |  | 01/01/04
BV0722 | 8511090112 |  | 8511 | 851109 | 1 1/2 | AC | 1.5 | BALL,2PC,BRONZE BODY,SS BALL & STEM,600 WOG,150 SWP,SOLDER,STD PORT,EXT STEM WITH MEMORY STOP | 311.67 | 3.95 | 5 | 1.31 | 2.85 | 4 | 10.625 | 6.75 | 3.875 | 084738119500 | 08473811950 | https://www.hammondvalve.com/wp-content/uploads/spec-sheets/85118513.pdf | https://www.hammondvalve.com/wp-content/uploads/ioms/TwoPieceSolderBallValveIOM.pdf |  | 01/01/04
BV0722 | 8511090114 |  | 8511 | 851109 | 1 1/4 | AC | 1.25 | BALL,2PC,BRONZE BODY,SS BALL & STEM,600 WOG,150 SWP,SOLDER,STD PORT,EXT STEM WITH MEMORY STOP | 261 | 2.85 | 4.54 | 1.06 | 2.67 | 6 | 9.25 | 6.75 | 3.875 | 084738119494 | 08473811949 | https://www.hammondvalve.com/wp-content/uploads/spec-sheets/85118513.pdf | https://www.hammondvalve.com/wp-content/uploads/ioms/TwoPieceSolderBallValveIOM.pdf |  | 01/01/04
BV0722 | 8511090200 |  | 8511 | 851109 | 2 | AC | 2 | BALL,2PC,BRONZE BODY,SS BALL & STEM,600 WOG,150 SWP,SOLDER,STD PORT,EXT STEM WITH MEMORY STOP | 372.44 | 5.35 | 6.25 | 1.56 | 3.02 | 4 | 10.625 | 6.75 | 3.875 | 084738119517 | 08473811951 | https://www.hammondvalve.com/wp-content/uploads/spec-sheets/85118513.pdf | https://www.hammondvalve.com/wp-content/uploads/ioms/TwoPieceSolderBallValveIOM.pdf |  | 01/01/04
BV0722 | 8511H00012 |  | 8511 | 8511H00 | 1/2 | AC | 0.5 | BALL VALVE,2 PC,BRONZE BODY,600 WOG,150 SWP,SOLDER X HOSE END,STANDARD PORT | 84.48 | 0.63 | 2.39 | 1 | 1.89 | 8 | 6.625 | 5.1875 | 2.8125 | 084738112686 | 08473811268 | https://www.hammondvalve.com/wp-content/uploads/spec-sheets/8503h_8513h.pdf | https://www.hammondvalve.com/wp-content/uploads/ioms/TwoPieceSolderBallValveIOM.pdf |  | 01/01/04
BV0722 | 8511H00034 |  | 8511 | 8511H00 | 3/4 | AC | 0.75 | BALL VALVE,2 PC,BRONZE BODY,600 WOG,150 SWP,SOLDER X HOSE END,STANDARD PORT | 114.1 | 1.05 | 3.05 | 1.26 | 2.13 | 6 | 7.5 | 5.5625 | 3.25 | 084738112693 | 08473811269 | https://www.hammondvalve.com/wp-content/uploads/spec-sheets/8503h_8513h.pdf | https://www.hammondvalve.com/wp-content/uploads/ioms/TwoPieceSolderBallValveIOM.pdf |  | 01/01/04
BV0722 | 8511H06012 |  | 8511 | 8511H06 | 1/2 | AC | 0.5 | BALL VALVE,2 PC,BRONZE BODY,600 WOG,150 SWP,SOLDER X HOSE END,STANDARD PORT,W/EXT. STEM | 107.17 | 0.705 | 0 | 0 | 0 | 20 |  |  |  | 084738291879 | 08473829187 | https://www.hammondvalve.com/wp-content/uploads/spec-sheets/8501hp18503hp1opt.pdf | https://www.hammondvalve.com/wp-content/uploads/ioms/TwoPieceSolderBallValveIOM.pdf | https://www.hammondvalve.com/wp-content/uploads/ioms/UltraPressIOM.pdf | 03/15/12
BV0722 | 8511H06034 |  | 8511 | 8511H06 | 3/4 | AC | 0.75 | BALL VALVE,2 PC,BRONZE BODY,600 WOG,150 SWP,SOLDER X HOSE END,STANDARD PORT,W/EXT. STEM | 136.8 | 1.235 | 0 | 0 | 0 | 14 |  |  |  | 084738291886 | 08473829188 | https://www.hammondvalve.com/wp-content/uploads/spec-sheets/8501hp18503hp1opt.pdf | https://www.hammondvalve.com/wp-content/uploads/ioms/TwoPieceSolderBallValveIOM.pdf | https://www.hammondvalve.com/wp-content/uploads/ioms/UltraPressIOM.pdf | 03/15/12
BV0722 | 8513000012 |  | 8513 | 851300 | 1/2 | AC | 0.5 | BALL VALVE,2 PC,BRONZE BODY,SS BALL & STEM,600 WOG,150SWP,SOLDER ENDS,FULL PORT | 81.47 | 0.65 | 2.39 | 1 | 1.89 | 10 | 6.625 | 5.1875 | 2.8125 | 084738112709 | 08473811270 | https://www.hammondvalve.com/wp-content/uploads/spec-sheets/85118513.pdf | https://www.hammondvalve.com/wp-content/uploads/ioms/TwoPieceSolderBallValveIOM.pdf |  | 01/01/04
BV0722 | 8513000034 |  | 8513 | 851300 | 3/4 | AC | 0.75 | BALL VALVE,2 PC,BRONZE BODY,SS BALL & STEM,600 WOG,150SWP,SOLDER ENDS,FULL PORT | 148.14 | 0.955 | 3.05 | 1.26 | 2.13 | 6 | 6.625 | 5.1875 | 2.8125 | 084738112716 | 08473811271 | https://www.hammondvalve.com/wp-content/uploads/spec-sheets/85118513.pdf | https://www.hammondvalve.com/wp-content/uploads/ioms/TwoPieceSolderBallValveIOM.pdf |  | 01/01/04
BV0722 | 8513000038 |  | 8513 | 851300 | 3/8 | AC | 0.375 | BALL VALVE,2 PC,BRONZE BODY,SS BALL & STEM,600 WOG,150SWP,SOLDER ENDS,FULL PORT | 81.47 | 0.45 | 2.1 | 0.88 | 1.8 | 10 | 6.625 | 5.1875 | 2.8125 | 084738112723 | 08473811272 | https://www.hammondvalve.com/wp-content/uploads/spec-sheets/85118513.pdf | https://www.hammondvalve.com/wp-content/uploads/ioms/TwoPieceSolderBallValveIOM.pdf |  | 01/01/04
BV0722 | 8513000100 |  | 8513 | 851300 | 1 | AC | 1 | BALL VALVE,2 PC,BRONZE BODY,SS BALL & STEM,600 WOG,150SWP,SOLDER ENDS,STANDARD PORT | 172.54 | 1.385 | 3.71 | 1.38 | 2.29 | 6 | 7.5 | 5.5625 | 3.25 | 084738112730 | 08473811273 | https://www.hammondvalve.com/wp-content/uploads/spec-sheets/85118513.pdf | https://www.hammondvalve.com/wp-content/uploads/ioms/TwoPieceSolderBallValveIOM.pdf |  | 01/01/04
BV0722 | 8513000112 |  | 8513 | 851300 | 1 1/2 | AC | 1.5 | BALL VALVE,2 PC,BRONZE BODY,SS BALL & STEM,600 WOG,150SWP,SOLDER ENDS,STANDARD PORT | 403.06 | 3.235 | 5 | 1.81 | 2.85 | 4 | 10.625 | 6.75 | 3.875 | 084738112747 | 08473811274 | https://www.hammondvalve.com/wp-content/uploads/spec-sheets/85118513.pdf | https://www.hammondvalve.com/wp-content/uploads/ioms/TwoPieceSolderBallValveIOM.pdf |  | 01/01/04
BV0722 | 8513000114 |  | 8513 | 851300 | 1 1/4 | AC | 1.25 | BALL VALVE,2 PC,BRONZE BODY,SS BALL & STEM,600 WOG,150SWP,SOLDER ENDS,STANDARD PORT | 299.4 | 2.5 | 4.54 | 1.56 | 2.67 | 6 | 9.25 | 6.75 | 3.875 | 084738112754 | 08473811275 | https://www.hammondvalve.com/wp-content/uploads/spec-sheets/85118513.pdf | https://www.hammondvalve.com/wp-content/uploads/ioms/TwoPieceSolderBallValveIOM.pdf |  | 01/01/04
BV0722 | 8513000200 |  | 8513 | 851300 | 2 | AC | 2 | BALL VALVE,2 PC,BRONZE BODY,SS BALL & STEM,600 WOG,150SWP,SOLDER ENDS,STANDARD PORT | 540.89 | 5.195 | 6.25 | 2.06 | 3.02 | 2 | 10.625 | 6.75 | 3.875 | 084738112761 | 08473811276 | https://www.hammondvalve.com/wp-content/uploads/spec-sheets/85118513.pdf | https://www.hammondvalve.com/wp-content/uploads/ioms/TwoPieceSolderBallValveIOM.pdf |  | 01/01/04
BV0722 | 8513000212 |  | 8513 | 851300 | 2 1/2 | AC | 2.5 | BALL VALVE,2 PC,BRONZE BODY,SS BALL & STEM,600 WOG,150SWP,SOLDER ENDS,STANDARD PORT | 2122.22 | 10 | 7.34 | 2.5 | 3.47 | 1 | 0 | 0 | 0 | 084738132660 | 08473813266 | https://www.hammondvalve.com/wp-content/uploads/spec-sheets/85118513.pdf | https://www.hammondvalve.com/wp-content/uploads/ioms/TwoPieceSolderBallValveIOM.pdf |  | 01/01/04
BV0722 | 8513000300 |  | 8513 | 851300 | 3 | AC | 3 | BALL VALVE,2 PC,BRONZE BODY,SS BALL & STEM,600 WOG,150SWP,SOLDER ENDS,STANDARD PORT | 2418.63 | 16.065 | 8.16 | 2.81 | 3.88 | 1 | 5.625 | 4.875 | 8.5 | 084738134145 | 08473813414 | https://www.hammondvalve.com/wp-content/uploads/spec-sheets/85118513.pdf | https://www.hammondvalve.com/wp-content/uploads/ioms/TwoPieceSolderBallValveIOM.pdf |  | 01/01/04
BV0722 | 8513020034 |  | 8513 | 851302 | 3/4 | AC | 0.75 | BALL VALVE,2 PC,BRONZE BODY,SS BALL & STEM,600 WOG,150SWP,SOLDER ENDS,FULL PORT,W/MEM STOP | 156.17 | 0.98 | 3.05 | 1.26 | 2.13 | 15 | 6.625 | 5.1875 | 2.8125 | 084738130802 | 08473813080 | https://www.hammondvalve.com/wp-content/uploads/spec-sheets/85118513.pdf | https://www.hammondvalve.com/wp-content/uploads/ioms/TwoPieceSolderBallValveIOM.pdf |  | 01/01/04
BV0722 | 8513060012 |  | 8513 | 851306 | 1/2 | AC | 0.5 | BALL VALVE,2 PC,BRONZE BODY,SS BALL & STEM,600 WOG,150SWP,SOLDER ENDS,FULL PORT,W/STEM EXT. | 104.19 | 0.665 | 2.7 | 0.5 | 1.88 | 20 |  |  |  | 084738121633 | 08473812163 | https://www.hammondvalve.com/wp-content/uploads/spec-sheets/85118513.pdf | https://www.hammondvalve.com/wp-content/uploads/ioms/TwoPieceSolderBallValveIOM.pdf |  | 01/01/04
BV0722 | 8513060034 |  | 8513 | 851306 | 3/4 | AC | 0.75 | BALL VALVE,2 PC,BRONZE BODY,SS BALL & STEM,600 WOG,150SWP,SOLDER ENDS,FULL PORT,W/STEM EXT. | 170.83 | 1.145 | 2.9 | 0.76 | 2.14 | 15 |  |  |  | 084738119678 | 08473811967 | https://www.hammondvalve.com/wp-content/uploads/spec-sheets/85118513.pdf | https://www.hammondvalve.com/wp-content/uploads/ioms/TwoPieceSolderBallValveIOM.pdf |  | 01/01/04
BV0722 | 8513060100 |  | 8513 | 851306 | 1 | AC | 1 | BALL VALVE,2 PC,BRONZE BODY,SS BALL & STEM,600 WOG,150SWP,SOLDER ENDS,STANDARD PORT,W/STEM EXT. | 195.27 | 1.56 | 3.71 | 0.88 | 2.29 | 15 |  |  |  | 084738119685 | 08473811968 | https://www.hammondvalve.com/wp-content/uploads/spec-sheets/85118513.pdf | https://www.hammondvalve.com/wp-content/uploads/ioms/TwoPieceSolderBallValveIOM.pdf |  | 01/01/04
BV0722 | 8513060112 |  | 8513 | 851306 | 1 1/2 | AC | 1.5 | BALL VALVE,2 PC,BRONZE BODY,SS BALL & STEM,600 WOG,150SWP,SOLDER ENDS,STANDARD PORT,W/STEM EXT. | 443.17 | 3.8 | 5 | 1.31 | 2.85 | 4 |  |  |  | 084738119708 | 08473811970 | https://www.hammondvalve.com/wp-content/uploads/spec-sheets/85118513.pdf | https://www.hammondvalve.com/wp-content/uploads/ioms/TwoPieceSolderBallValveIOM.pdf |  | 01/01/04
BV0722 | 8513060114 |  | 8513 | 851306 | 1 1/4 | AC | 1.25 | BALL VALVE,2 PC,BRONZE BODY,SS BALL & STEM,600 WOG,150SWP,SOLDER ENDS,STANDARD PORT,W/STEM EXT. | 339.51 | 2.9 | 4.54 | 1.06 | 2.67 | 6 |  |  |  | 084738119692 | 08473811969 | https://www.hammondvalve.com/wp-content/uploads/spec-sheets/85118513.pdf | https://www.hammondvalve.com/wp-content/uploads/ioms/TwoPieceSolderBallValveIOM.pdf |  | 01/01/04
BV0722 | 8513060200 |  | 8513 | 851306 | 2 | AC | 2 | BALL VALVE,2 PC,BRONZE BODY,SS BALL & STEM,600 WOG,150SWP,SOLDER ENDS,STANDARD PORT,W/STEM EXT. | 580.99 | 5.6 | 6.25 | 1.56 | 3.02 | 4 |  |  |  | 084738119715 | 08473811971 | https://www.hammondvalve.com/wp-content/uploads/spec-sheets/85118513.pdf | https://www.hammondvalve.com/wp-content/uploads/ioms/TwoPieceSolderBallValveIOM.pdf |  | 01/01/04
BV0722 | 8513060212 |  | 8513 | 851306 | 2 1/2 | AC | 2.5 | BALL VALVE,2 PC,BRONZE BODY,SS BALL & STEM,600 WOG,150SWP,SOLDER ENDS,STANDARD PORT,W/STEM EXT. | 2162.32 | 10.255 | 7.34 | 2 | 5.72 | 1 |  |  |  | 084738137122 | 08473813712 | https://www.hammondvalve.com/wp-content/uploads/spec-sheets/85118513.pdf | https://www.hammondvalve.com/wp-content/uploads/ioms/TwoPieceSolderBallValveIOM.pdf |  | 04/10/03
BV0722 | 8513060300 |  | 8513 | 851306 | 3 | AC | 3 | BALL VALVE,2 PC,BRONZE BODY,SS BALL & STEM,600 WOG,150SWP,SOLDER ENDS,STANDARD PORT,W/STEM EXT. | 2458.73 | 16.3 | 8.16 | 2.31 | 6.13 | 1 |  |  |  | 084738287780 | 08473828778 | https://www.hammondvalve.com/wp-content/uploads/spec-sheets/85118513.pdf | https://www.hammondvalve.com/wp-content/uploads/ioms/TwoPieceSolderBallValveIOM.pdf |  | 04/03/07
BV0722 | 8513070012 |  | 8513/8313 | 851307 | 1/2 | AC | 0.5 | BALL VALVE,2 PC,BRONZE BODY,SS BALL & STEM,600 WOG,150SWP,SOLDER ENDS,FULL PORT,W/LOCKING LEVER | 100.51 | 0.6 | 0 | 0 | 0 | 12 | 7.5 | 5.5625 | 3.25 | 084738135784 | 08473813578 | https://www.hammondvalve.com/wp-content/uploads/spec-sheets/85118513.pdf | https://www.hammondvalve.com/wp-content/uploads/ioms/TwoPieceSolderBallValveIOM.pdf |  | 12/02/02
BV0722 | 8513070034 |  | 8513/8313 | 851307 | 3/4 | AC | 0.75 | BALL VALVE,2 PC,BRONZE BODY,SS BALL & STEM,600 WOG,150SWP,SOLDER ENDS,FULL PORT,W/LOCKING LEVER | 173.49 | 1.02 | 2.9 | 0.76 | 2.14 | 6 | 7.5 | 5.5625 | 3.25 | 084738135791 | 08473813579 | https://www.hammondvalve.com/wp-content/uploads/spec-sheets/85118513.pdf | https://www.hammondvalve.com/wp-content/uploads/ioms/TwoPieceSolderBallValveIOM.pdf |  | 12/02/02
BV0722 | 8513070100 |  | 8513 | 851307 | 1 | AC | 1 | BALL VALVE,2 PC,BRONZE BODY,SS BALL & STEM,600 WOG,150SWP,SOLDER ENDS,STD PORT,W/LOCKING LEVER | 197.89 | 1.45 | 3.71 | 0.88 | 2.29 | 6 | 7.5 | 5.5625 | 3.25 | 084738135807 | 08473813580 | https://www.hammondvalve.com/wp-content/uploads/spec-sheets/85118513.pdf | https://www.hammondvalve.com/wp-content/uploads/ioms/TwoPieceSolderBallValveIOM.pdf |  | 12/02/02
BV0722 | 8513070112 |  | 8513 | 851307 | 1 1/2 | AC | 1.5 | BALL VALVE,2 PC,BRONZE BODY,SS BALL & STEM,600 WOG,150SWP,SOLDER ENDS,STANDARD PORT,W/LOCKING LEVER | 441.26 | 3.6 | 0 | 0 | 0 | 4 | 10.625 | 6.75 | 3.875 | 084738135814 | 08473813581 | https://www.hammondvalve.com/wp-content/uploads/spec-sheets/85118513.pdf | https://www.hammondvalve.com/wp-content/uploads/ioms/TwoPieceSolderBallValveIOM.pdf |  | 12/02/02
BV0722 | 8513070114 |  | 8513 | 851307 | 1 1/4 | AC | 1.25 | BALL VALVE,2 PC,BRONZE BODY,SS BALL & STEM,600 WOG,150SWP,SOLDER ENDS,STANDARD PORT,W/LOCKING LEVER | 337.61 | 2.6 | 4.54 | 1.56 | 2.67 | 6 | 9.25 | 6.75 | 3.875 | 084738130819 | 08473813081 | https://www.hammondvalve.com/wp-content/uploads/spec-sheets/85118513.pdf | https://www.hammondvalve.com/wp-content/uploads/ioms/TwoPieceSolderBallValveIOM.pdf |  | 01/01/04
BV0722 | 8513070200 |  | 8513 | 851307 | 2 | AC | 2 | BALL VALVE,2 PC,BRONZE BODY,SS BALL & STEM,600 WOG,150SWP,SOLDER ENDS,STANDARD PORT,W/LOCKING LEVER | 579.1 | 5.25 | 0 | 0 | 0 | 4 | 10.625 | 6.75 | 3.875 | 084738135821 | 08473813582 | https://www.hammondvalve.com/wp-content/uploads/spec-sheets/85118513.pdf | https://www.hammondvalve.com/wp-content/uploads/ioms/TwoPieceSolderBallValveIOM.pdf |  | 12/02/02
BV0722 | 8513090012 |  | 8513/8313 | 851309 | 1/2 | AC | 0.5 | BALL,2PC,BRONZE BODY,SS BALL & STEM,600 WOG,150 SWP,SOLDER,FULL PORT,EXT STEM WITH MEMORY STOP | 146.13 | 0.68 | 2.7 | 0.5 | 1.88 | 20 | 6.625 | 5.1875 | 2.8125 | 084738294993 | 08473829499 | https://www.hammondvalve.com/wp-content/uploads/spec-sheets/85118513.pdf | https://www.hammondvalve.com/wp-content/uploads/ioms/TwoPieceSolderBallValveIOM.pdf |  | 01/01/04
BV0722 | 8513090034 |  | 8513/8313 | 851309 | 3/4 | AC | 0.75 | BALL,2PC,BRONZE BODY,SS BALL & STEM,600 WOG,150 SWP,SOLDER,FULL PORT,EXT STEM WITH MEMORY STOP | 212.8 | 0 | 2.9 | 0.76 | 2.14 | 15 | 6.625 | 5.1875 | 2.8125 | 084738295006 | 08473829500 | https://www.hammondvalve.com/wp-content/uploads/spec-sheets/85118513.pdf | https://www.hammondvalve.com/wp-content/uploads/ioms/TwoPieceSolderBallValveIOM.pdf |  | 01/01/04
BV0722 | 8513090100 |  | 8513 | 851309 | 1 | AC | 1 | BALL,2PC,BRONZE BODY,SS BALL & STEM,600 WOG,150 SWP,SOLDER,STD PORT,EXT STEM WITH MEMORY STOP | 237.21 | 1.58 | 3.71 | 0.88 | 2.29 | 15 | 7.5 | 5.5625 | 3.25 | 084738295013 | 08473829501 | https://www.hammondvalve.com/wp-content/uploads/spec-sheets/85118513.pdf | https://www.hammondvalve.com/wp-content/uploads/ioms/TwoPieceSolderBallValveIOM.pdf |  | 01/01/04
BV0722 | 8513090112 |  | 8513 | 851309 | 1 1/2 | AC | 1.5 | BALL,2PC,BRONZE BODY,SS BALL & STEM,600 WOG,150 SWP,SOLDER,STD PORT,EXT STEM WITH MEMORY STOP | 480.6 | 3.8 | 5 | 1.31 | 2.85 | 4 | 10.625 | 6.75 | 3.875 | 084738295020 | 08473829502 | https://www.hammondvalve.com/wp-content/uploads/spec-sheets/85118513.pdf | https://www.hammondvalve.com/wp-content/uploads/ioms/TwoPieceSolderBallValveIOM.pdf |  | 01/01/04
BV0722 | 8513090114 |  | 8513 | 851309 | 1 1/4 | AC | 1.25 | BALL,2PC,BRONZE BODY,SS BALL & STEM,600 WOG,150 SWP,SOLDER,STD PORT,EXT STEM WITH MEMORY STOP | 376.93 | 2.84 | 4.54 | 1.06 | 2.67 | 6 | 9.25 | 6.75 | 3.875 | 084738295037 | 08473829503 | https://www.hammondvalve.com/wp-content/uploads/spec-sheets/85118513.pdf | https://www.hammondvalve.com/wp-content/uploads/ioms/TwoPieceSolderBallValveIOM.pdf |  | 01/01/04
BV0722 | 8513090200 |  | 8513 | 851309 | 2 | AC | 2 | BALL,2PC,BRONZE BODY,SS BALL & STEM,600 WOG,150 SWP,SOLDER,STD PORT,EXT STEM WITH MEMORY STOP | 618.44 | 5.55 | 4.54 | 1.06 | 2.67 | 4 | 10.625 | 6.75 | 3.875 | 084738295044 | 08473829504 | https://www.hammondvalve.com/wp-content/uploads/spec-sheets/85118513.pdf | https://www.hammondvalve.com/wp-content/uploads/ioms/TwoPieceSolderBallValveIOM.pdf |  | 01/01/04
BV0722 | 8513160012 |  | 8513 | 851316 | 1/2 | AC | 0.5 | BALL VALVE,2 PC,BRONZE BODY,SS BALL & STEM,600 WOG,150SWP,SOLDER ENDS,FULL PORT,W/INSULATOR HANDLE | 143.31 | 0 | 2.39 | 1 | 3.64 | 1 | 6.625 | 5.1875 | 2.8125 | 084738293347 | 08473829334 | https://www.hammondvalve.com/wp-content/uploads/spec-sheets/85118513.pdf | https://www.hammondvalve.com/wp-content/uploads/ioms/TwoPieceSolderBallValveIOM.pdf |  | 06/25/14
BV0722 | 8513160034 |  | 8513 | 851316 | 3/4 | AC | 0.75 | BALL VALVE,2 PC,BRONZE BODY,SS BALL & STEM,600 WOG,150SWP,SOLDER ENDS,FULL PORT,W/INSULATOR HANDLE | 209.96 | 0 | 3.05 | 1.26 | 3.88 | 1 | 6.625 | 5.1875 | 2.8125 | 084738293354 | 08473829335 | https://www.hammondvalve.com/wp-content/uploads/spec-sheets/85118513.pdf | https://www.hammondvalve.com/wp-content/uploads/ioms/TwoPieceSolderBallValveIOM.pdf |  | 06/25/14
BV0722 | 8513160038 |  | 8513 | 851316 | 3/8 | AC | 0.375 | BALL VALVE,2 PC,BRONZE BODY,SS BALL & STEM,600 WOG,150SWP,SOLDER ENDS,FULL PORT,W/INSULATOR HANDLE | 143.31 | 0 | 2.1 | 0.88 | 3.55 | 1 | 6.625 | 5.1875 | 2.8125 | 084738293330 | 08473829333 | https://www.hammondvalve.com/wp-content/uploads/spec-sheets/85118513.pdf | https://www.hammondvalve.com/wp-content/uploads/ioms/TwoPieceSolderBallValveIOM.pdf |  | 06/25/14
BV0722 | 8513160100 |  | 8513 | 851316 | 1 | AC | 1 | BALL VALVE,2 PC,BRONZE BODY,SS BALL & STEM,600 WOG,150SWP,SOLDER ENDS,STANDARD PORT,W/INSULATOR HNDL | 234.37 | 0 | 3.71 | 1.38 | 4.04 | 1 | 7.5 | 5.5625 | 3.25 | 084738293361 | 08473829336 | https://www.hammondvalve.com/wp-content/uploads/spec-sheets/85118513.pdf | https://www.hammondvalve.com/wp-content/uploads/ioms/TwoPieceSolderBallValveIOM.pdf |  | 06/25/14
BV0722 | 8513160112 |  | 8513 | 851316 | 1 1/2 | AC | 1.5 | BALL VALVE,2 PC,BRONZE BODY,SS BALL & STEM,600 WOG,150SWP,SOLDER ENDS,STANDARD PORT,W/INSULATOR HNDL | 491.94 | 0 | 5 | 1.81 | 4.6 | 1 | 10.625 | 6.75 | 3.875 | 084738293385 | 08473829338 | https://www.hammondvalve.com/wp-content/uploads/spec-sheets/85118513.pdf | https://www.hammondvalve.com/wp-content/uploads/ioms/TwoPieceSolderBallValveIOM.pdf |  | 06/25/14
BV0722 | 8513160114 |  | 8513 | 851316 | 1 1/4 | AC | 1.25 | BALL VALVE,2 PC,BRONZE BODY,SS BALL & STEM,600 WOG,150SWP,SOLDER ENDS,STANDARD PORT,W/INSULATOR HNDL | 388.28 | 0 | 4.54 | 1.56 | 4.42 | 1 | 9.25 | 6.75 | 3.875 | 084738293378 | 08473829337 | https://www.hammondvalve.com/wp-content/uploads/spec-sheets/85118513.pdf | https://www.hammondvalve.com/wp-content/uploads/ioms/TwoPieceSolderBallValveIOM.pdf |  | 06/25/14
BV0722 | 8513160200 |  | 8513 | 851316 | 2 | AC | 2 | BALL VALVE,2 PC,BRONZE BODY,SS BALL & STEM,600 WOG,150SWP,SOLDER ENDS,STANDARD PORT,W/INSULATOR HNDL | 629.78 | 0 | 6.25 | 2.06 | 4.77 | 1 | 10.625 | 6.75 | 3.875 | 084738293392 | 08473829339 | https://www.hammondvalve.com/wp-content/uploads/spec-sheets/85118513.pdf | https://www.hammondvalve.com/wp-content/uploads/ioms/TwoPieceSolderBallValveIOM.pdf |  | 06/25/14
BV0722 | 8603060034 |  | 8603 | 860306 | 3/4 | AC | 0.75 | BALL VALVE,3 PC,BRONZE BODY,SS BALL & STEM,600 WOG,150 SWP,THREADED ENDS,FULL PORT,EXT STEM | 284.2 | 2.44 | 3.56 | 0.75 | 4.49 | 1 | 10.25 | 7.375 | 4.0625 | 084738137399 | 08473813739 | https://www.hammondvalve.com/wp-content/uploads/spec-sheets/86048603.pdf | https://www.hammondvalve.com/wp-content/uploads/ioms/8600iom.pdf |  | 08/14/03
BV0722 | 8603060112 |  | 8603 | 860306 | 1 1/2 | AC | 1.5 | BALL VALVE,3 PC,BRONZE BODY,SS BALL & STEM,600 WOG,150 SWP,THREADED ENDS,FULL PORT,EXT STEM | 694.5 | 7.68 | 5.06 | 1.5 | 5.28 | 1 | 10.3125 | 4.875 | 3 | 084738137405 | 08473813740 | https://www.hammondvalve.com/wp-content/uploads/spec-sheets/86048603.pdf | https://www.hammondvalve.com/wp-content/uploads/ioms/8600iom.pdf |  | 08/14/03
BV0722 | 8603060114 |  | 8603 | 860306 | 1 1/4 | AC | 1.25 | BALL VALVE,3 PC,BRONZE BODY,SS BALL & STEM,600 WOG,150 SWP,THREADED ENDS,FULL PORT,EXT STEM | 555 | 5.2 | 4.86 | 1.25 | 5.11 | 1 | 10.3125 | 4.875 | 3 | 084738284154 | 08473828415 | https://www.hammondvalve.com/wp-content/uploads/spec-sheets/86048603.pdf | https://www.hammondvalve.com/wp-content/uploads/ioms/8600iom.pdf |  | 09/21/04
BV0722 | 8603060200 |  | 8603 | 860306 | 2 | AC | 2 | BALL VALVE,3 PC,BRONZE BODY,SS BALL & STEM,600 WOG,150 SWP,THREADED ENDS,FULL PORT,EXT STEM | 1108.57 | 12.57 | 6 | 2 | 5.51 | 1 | 10.25 | 7.375 | 4.0625 | 084738284161 | 08473828416 | https://www.hammondvalve.com/wp-content/uploads/spec-sheets/86048603.pdf | https://www.hammondvalve.com/wp-content/uploads/ioms/8600iom.pdf |  | 09/21/04
BV0722 | 8603B00012 |  | 8603 | 8603B00 | 1/2 | AC | 0.5 | BALL VALVE,3 PC,BRONZE BODY,SS BALL & STEM,600 WOG,150 SWP,THREADED ENDS,FULL PORT | 219.61 | 1.07 | 3.03 | 0.5 | 1.65 | 10 |  |  |  | 084738287834 | 08473828783 | https://www.hammondvalve.com/wp-content/uploads/spec-sheets/86048603.pdf | https://www.hammondvalve.com/wp-content/uploads/ioms/8600iom.pdf |  | 04/20/07
BV0722 | 8603B00014 |  | 8603 | 8603B00 | 1/4 | AC | 0.25 | BALL VALVE,3 PC,BRONZE BODY,SS BALL & STEM,600 WOG,150 SWP,THREADED ENDS,FULL PORT | 176.33 | 0.125 | 3.03 | 0.5 | 1.65 | 1 |  |  |  | 084738287810 | 08473828781 | https://www.hammondvalve.com/wp-content/uploads/spec-sheets/86048603.pdf | https://www.hammondvalve.com/wp-content/uploads/ioms/8600iom.pdf |  | 04/20/07
BV0722 | 8603B00034 |  | 8603 | 8603B00 | 3/4 | AC | 0.75 | BALL VALVE,3 PC,BRONZE BODY,SS BALL & STEM,600 WOG,150 SWP,THREADED ENDS,FULL PORT | 261.5 | 2.29 | 3.56 | 0.75 | 2.24 | 6 | 10.25 | 7.375 | 4.0625 | 084738287841 | 08473828784 | https://www.hammondvalve.com/wp-content/uploads/spec-sheets/86048603.pdf | https://www.hammondvalve.com/wp-content/uploads/ioms/8600iom.pdf |  | 04/20/07
BV0722 | 8603B00038 |  | 8603 | 8603B00 | 3/8 | AC | 0.375 | BALL VALVE,3 PC,BRONZE BODY,SS BALL & STEM,600 WOG,150 SWP,THREADED ENDS,FULL PORT | 176.33 | 1.105 | 3.03 | 0.5 | 1.65 | 1 |  |  |  | 084738287827 | 08473828782 | https://www.hammondvalve.com/wp-content/uploads/spec-sheets/86048603.pdf | https://www.hammondvalve.com/wp-content/uploads/ioms/8600iom.pdf |  | 04/20/07
BV0722 | 8603B00100 |  | 8603 | 8603B00 | 1 | AC | 1 | BALL VALVE,3 PC,BRONZE BODY,SS BALL & STEM,600 WOG,150 SWP,THREADED ENDS,FULL PORT | 380.04 | 3.21 | 3.82 | 1 | 2.65 | 5 |  |  |  | 084738287858 | 08473828785 | https://www.hammondvalve.com/wp-content/uploads/spec-sheets/86048603.pdf | https://www.hammondvalve.com/wp-content/uploads/ioms/8600iom.pdf |  | 04/20/07
BV0722 | 8603B00112 |  | 8603 | 8603B00 | 1 1/2 | AC | 1.5 | BALL VALVE,3 PC,BRONZE BODY,SS BALL & STEM,600 WOG,150 SWP,THREADED ENDS,FULL PORT | 654.41 | 6.765 | 5.06 | 1 | 3.03 | 1 |  |  |  | 084738287872 | 08473828787 | https://www.hammondvalve.com/wp-content/uploads/spec-sheets/86048603.pdf | https://www.hammondvalve.com/wp-content/uploads/ioms/8600iom.pdf |  | 04/20/07
BV0722 | 8603B00114 |  | 8603 | 8603B00 | 1 1/4 | AC | 1.25 | BALL VALVE,3 PC,BRONZE BODY,SS BALL & STEM,600 WOG,150 SWP,THREADED ENDS,FULL PORT | 514.88 | 5.29 | 4.86 | 1.25 | 2.86 | 1 |  |  |  | 084738287865 | 08473828786 | https://www.hammondvalve.com/wp-content/uploads/spec-sheets/86048603.pdf | https://www.hammondvalve.com/wp-content/uploads/ioms/8600iom.pdf |  | 04/20/07
BV0722 | 8603B00200 |  | 8603 | 8603B00 | 2 | AC | 2 | BALL VALVE,3 PC,BRONZE BODY,SS BALL & STEM,600 WOG,150 SWP,THREADED ENDS,FULL PORT | 1068.49 | 11.03 | 6.1 | 2 | 3.58 | 1 |  |  |  | 084738287889 | 08473828788 | https://www.hammondvalve.com/wp-content/uploads/spec-sheets/86048603.pdf | https://www.hammondvalve.com/wp-content/uploads/ioms/8600iom.pdf |  | 04/20/07
BV0722 | 8603B07012 |  | 8603 | 8603B07 | 1/2 | AC | 0.5 | BALL VALVE,3 PC,BRONZE BODY,SS BALL & STEM,600 WOG,150 SWP,THREADED ENDS,FULL PORT,W/LOCKING LEVER | 238.62 | 1.14 | 3.03 | 0.5 | 1.65 | 1 |  |  |  | 084738292746 | 08473829274 | https://www.hammondvalve.com/wp-content/uploads/spec-sheets/86048603.pdf | https://www.hammondvalve.com/wp-content/uploads/ioms/8600iom.pdf |  | 02/15/13
BV0722 | 8603B07014 |  | 8603 | 8603B07 | 1/4 | AC | 0.25 | BALL VALVE,3 PC,BRONZE BODY,SS BALL & STEM,600 WOG,150 SWP,THREADED ENDS,FULL PORT,W/LOCKING LEVER | 195.32 | 0.125 | 3.03 | 0.5 | 1.65 | 1 |  |  |  | 084738292807 | 08473829280 | https://www.hammondvalve.com/wp-content/uploads/spec-sheets/86048603.pdf | https://www.hammondvalve.com/wp-content/uploads/ioms/8600iom.pdf |  | 02/15/13
BV0722 | 8603B07034 |  | 8603 | 8603B07 | 3/4 | AC | 0.75 | BALL VALVE,3 PC,BRONZE BODY,SS BALL & STEM,600 WOG,150 SWP,THREADED ENDS,FULL PORT,W/LOCKING LEVER | 286.83 | 2.17 | 3.56 | 0.75 | 2.24 | 6 |  |  |  | 084738292753 | 08473829275 | https://www.hammondvalve.com/wp-content/uploads/spec-sheets/86048603.pdf | https://www.hammondvalve.com/wp-content/uploads/ioms/8600iom.pdf |  | 02/15/13
BV0722 | 8603B07038 |  | 8603 | 8603B07 | 3/8 | AC | 0.375 | BALL VALVE,3 PC,BRONZE BODY,SS BALL & STEM,600 WOG,150 SWP,THREADED ENDS,FULL PORT,W/LOCKING LEVER | 195.32 | 1.105 | 3.03 | 0.5 | 1.65 | 5 |  |  |  | 084738292814 | 08473829281 | https://www.hammondvalve.com/wp-content/uploads/spec-sheets/86048603.pdf | https://www.hammondvalve.com/wp-content/uploads/ioms/8600iom.pdf |  | 02/15/13
BV0722 | 8603B07100 |  | 8603 | 8603B07 | 1 | AC | 1 | BALL VALVE,3 PC,BRONZE BODY,SS BALL & STEM,600 WOG,150 SWP,THREADED ENDS,FULL PORT,W/LOCKING LEVER | 418.26 | 3.36 | 3.82 | 1 | 2.65 | 1 |  |  |  | 084738292760 | 08473829276 | https://www.hammondvalve.com/wp-content/uploads/spec-sheets/86048603.pdf | https://www.hammondvalve.com/wp-content/uploads/ioms/8600iom.pdf |  | 02/15/13
BV0722 | 8603B07112 |  | 8603 | 8603B07 | 1 1/2 | AC | 1.5 | BALL VALVE,3 PC,BRONZE BODY,SS BALL & STEM,600 WOG,150 SWP,THREADED ENDS,FULL PORT,W/LOCKING LEVER | 692.6 | 6.88 | 5.06 | 1 | 3.03 | 2 |  |  |  | 084738292784 | 08473829278 | https://www.hammondvalve.com/wp-content/uploads/spec-sheets/86048603.pdf | https://www.hammondvalve.com/wp-content/uploads/ioms/8600iom.pdf |  | 02/15/13
BV0722 | 8603B07114 |  | 8603 | 8603B07 | 1 1/4 | AC | 1.25 | BALL VALVE,3 PC,BRONZE BODY,SS BALL & STEM,600 WOG,150 SWP,THREADED ENDS,FULL PORT,W/LOCKING LEVER | 553.07 | 5.285 | 0 | 0 | 0 | 1 |  |  |  | 084738292777 | 08473829277 | https://www.hammondvalve.com/wp-content/uploads/spec-sheets/86048603.pdf | https://www.hammondvalve.com/wp-content/uploads/ioms/8600iom.pdf |  | 02/15/13
BV0722 | 8603B07200 |  | 8603 | 8603B07 | 2 | AC | 2 | BALL VALVE,3 PC,BRONZE BODY,SS BALL & STEM,600 WOG,150 SWP,THREADED ENDS,FULL PORT,W/LOCKING LEVER | 1106.68 | 11.055 | 6 | 2 | 3.26 | 1 |  |  |  | 084738292791 | 08473829279 | https://www.hammondvalve.com/wp-content/uploads/spec-sheets/86048603.pdf | https://www.hammondvalve.com/wp-content/uploads/ioms/8600iom.pdf |  | 02/15/13
BV0722 | 8604B00012 |  | 8604 | 8604B00 | 1/2 | AO | 0.5 | BALL VALVE,3 PC,BRONZE BODY,600 WOG,150 SWP,THREADED ENDS,FULL PORT | 154.73 | 1.09 | 2.8 | 0.5 | 1.95 | 1 |  |  |  | 084738287605 | 08473828760 | https://www.hammondvalve.com/wp-content/uploads/spec-sheets/86048603.pdf | https://www.hammondvalve.com/wp-content/uploads/ioms/8600iom.pdf |  | 02/28/07
BV0722 | 8604B00014 |  | 8604 | 8604B00 | 1/4 | AO | 0.25 | BALL VALVE,3 PC,BRONZE BODY,600 WOG,150 SWP,THREADED ENDS,FULL PORT | 133.95 | 0 | 3.03 | 0.5 | 1.65 | 1 |  |  |  | 084738287612 | 08473828761 | https://www.hammondvalve.com/wp-content/uploads/spec-sheets/86048603.pdf | https://www.hammondvalve.com/wp-content/uploads/ioms/8600iom.pdf |  | 02/28/07
BV0722 | 8604B00034 |  | 8604 | 8604B00 | 3/4 | AO | 0.75 | BALL VALVE,3 PC,BRONZE BODY,600 WOG,150 SWP,THREADED ENDS,FULL PORT | 190.27 | 2.23 | 3.44 | 0.75 | 2.26 | 6 |  |  |  | 084738287636 | 08473828763 | https://www.hammondvalve.com/wp-content/uploads/spec-sheets/86048603.pdf | https://www.hammondvalve.com/wp-content/uploads/ioms/8600iom.pdf |  | 02/28/07
BV0722 | 8604B00038 |  | 8604 | 8604B00 | 3/8 | AO | 0.375 | BALL VALVE,3 PC,BRONZE BODY,600 WOG,150 SWP,THREADED ENDS,FULL PORT | 133.95 | 0 | 3.03 | 0.5 | 1.65 | 1 |  |  |  | 084738287629 | 08473828762 | https://www.hammondvalve.com/wp-content/uploads/spec-sheets/86048603.pdf | https://www.hammondvalve.com/wp-content/uploads/ioms/8600iom.pdf |  | 02/28/07
BV0722 | 8604B00100 |  | 8604 | 8604B00 | 1 | AO | 1 | BALL VALVE,3 PC,BRONZE BODY,600 WOG,150 SWP,THREADED ENDS,FULL PORT | 250.16 | 3.23 | 3.87 | 1 | 2.44 | 5 |  |  |  | 084738287643 | 08473828764 | https://www.hammondvalve.com/wp-content/uploads/spec-sheets/86048603.pdf | https://www.hammondvalve.com/wp-content/uploads/ioms/8600iom.pdf |  | 02/28/07
BV0722 | 8604B00112 |  | 8604 | 8604B00 | 1 1/2 | AO | 1.5 | BALL VALVE,3 PC,BRONZE BODY,600 WOG,150 SWP,THREADED ENDS,FULL PORT | 465.34 | 6.59 | 5.25 | 1.5 | 3.12 | 1 |  |  |  | 084738287667 | 08473828766 | https://www.hammondvalve.com/wp-content/uploads/spec-sheets/86048603.pdf | https://www.hammondvalve.com/wp-content/uploads/ioms/8600iom.pdf |  | 02/28/07
BV0722 | 8604B00114 |  | 8604 | 8604B00 | 1 1/4 | AO | 1.25 | BALL VALVE,3 PC,BRONZE BODY,600 WOG,150 SWP,THREADED ENDS,FULL PORT | 358.62 | 5.23 | 4.75 | 1.25 | 2.8 | 2 |  |  |  | 084738287650 | 08473828765 | https://www.hammondvalve.com/wp-content/uploads/spec-sheets/86048603.pdf | https://www.hammondvalve.com/wp-content/uploads/ioms/8600iom.pdf |  | 02/28/07
BV0722 | 8604B00200 |  | 8604 | 8604B00 | 2 | AO | 2 | BALL VALVE,3 PC,BRONZE BODY,600 WOG,150 SWP,THREADED ENDS,FULL PORT | 858.1 | 10.47 | 6.1 | 2 | 3.58 | 1 |  |  |  | 084738287674 | 08473828767 | https://www.hammondvalve.com/wp-content/uploads/spec-sheets/86048603.pdf | https://www.hammondvalve.com/wp-content/uploads/ioms/8600iom.pdf |  | 02/28/07
BV0722 | 8604B00212 |  | 8604 | 8604B00 | 2 1/2 | AO | 2.5 | BALL VALVE,3 PC,BRONZE BODY,600 WOG,150 SWP,THREADED ENDS,FULL PORT | 1687.9 | 28.975 | 0 | 0 | 0 | 1 |  |  |  | 084738291688 | 08473829168 | https://www.hammondvalve.com/wp-content/uploads/spec-sheets/86048603.pdf | https://www.hammondvalve.com/wp-content/uploads/ioms/8600iom.pdf |  | 07/22/11
BV0722 | 8604B00300 |  | 8604 | 8604B00 | 3 | AO | 3 | BALL VALVE,3 PC,BRONZE BODY,600 WOG,150 SWP,THREADED ENDS,FULL PORT | 1687.9 | 25.61 | 0 | 0 | 0 | 1 |  |  |  | 084738291695 | 08473829169 | https://www.hammondvalve.com/wp-content/uploads/spec-sheets/86048603.pdf | https://www.hammondvalve.com/wp-content/uploads/ioms/8600iom.pdf |  | 07/22/11
BV0722 | 8604B07012 |  | 8604 | 8604B07 | 1/2 | AO | 0.5 | BALL VALVE,3 PC,BRONZE BODY,600 WOG,150 SWP,THREADED ENDS,FULL PORT,W/LOCKING LEVER | 173.77 | 1.12 | 2.8 | 0.5 | 1.95 | 1 |  |  |  | 084738291350 | 08473829135 | https://www.hammondvalve.com/wp-content/uploads/spec-sheets/86048603opt.pdf | https://www.hammondvalve.com/wp-content/uploads/ioms/8600iom.pdf | https://www.hammondvalve.com/wp-content/uploads/ioms/UltraPressIOM.pdf | 10/11/10
BV0722 | 8604B07034 |  | 8604 | 8604B07 | 3/4 | AO | 0.75 | BALL VALVE,3 PC,BRONZE BODY,600 WOG,150 SWP,THREADED ENDS,FULL PORT,W/LOCKING LEVER | 215.61 | 2.305 | 3.44 | 0.75 | 2.26 | 1 |  |  |  | 084738291367 | 08473829136 | https://www.hammondvalve.com/wp-content/uploads/spec-sheets/86048603opt.pdf | https://www.hammondvalve.com/wp-content/uploads/ioms/8600iom.pdf | https://www.hammondvalve.com/wp-content/uploads/ioms/UltraPressIOM.pdf | 10/11/10
BV0722 | 8604B07100 |  | 8604 | 8604B07 | 1 | AO | 1 | BALL VALVE,3 PC,BRONZE BODY,600 WOG,150 SWP,THREADED ENDS,FULL PORT,W/LOCKING LEVER | 288.36 | 3.29 | 0 | 0 | 0 | 1 |  |  |  | 084738291374 | 08473829137 | https://www.hammondvalve.com/wp-content/uploads/spec-sheets/86048603opt.pdf | https://www.hammondvalve.com/wp-content/uploads/ioms/8600iom.pdf | https://www.hammondvalve.com/wp-content/uploads/ioms/UltraPressIOM.pdf | 10/11/10
BV0722 | 8604B07112 |  | 8604 | 8604B07 | 1 1/2 | AO | 1.5 | BALL VALVE,3 PC,BRONZE BODY,600 WOG,150 SWP,THREADED ENDS,FULL PORT,W/LOCKING LEVER | 503.52 | 6.665 | 5.25 | 1.5 | 3.12 | 1 |  |  |  | 084738293699 | 08473829369 | https://www.hammondvalve.com/wp-content/uploads/spec-sheets/86048603opt.pdf | https://www.hammondvalve.com/wp-content/uploads/ioms/8600iom.pdf | https://www.hammondvalve.com/wp-content/uploads/ioms/UltraPressIOM.pdf | 04/09/15
BV0722 | 8604B07114 |  | 8604 | 8604B07 | 1 1/4 | AO | 1.25 | BALL VALVE,3 PC,BRONZE BODY,600 WOG,150 SWP,THREADED ENDS,FULL PORT,W/LOCKING LEVER | 396.82 | 5.268 | 4.75 | 1.25 | 2.8 | 1 |  |  |  | 084738293682 | 08473829368 | https://www.hammondvalve.com/wp-content/uploads/spec-sheets/86048603opt.pdf | https://www.hammondvalve.com/wp-content/uploads/ioms/8600iom.pdf | https://www.hammondvalve.com/wp-content/uploads/ioms/UltraPressIOM.pdf | 04/09/15
BV0722 | 8604B07200 |  | 8604 | 8604B07 | 2 | AO | 2 | BALL VALVE,3 PC,BRONZE BODY,600 WOG,150 SWP,THREADED ENDS,FULL PORT,W/LOCKING LEVER | 896.3 | 10.535 | 0 | 0 | 0 | 1 |  |  |  | 084738291381 | 08473829138 | https://www.hammondvalve.com/wp-content/uploads/spec-sheets/86048603opt.pdf | https://www.hammondvalve.com/wp-content/uploads/ioms/8600iom.pdf | https://www.hammondvalve.com/wp-content/uploads/ioms/UltraPressIOM.pdf | 10/11/10
BV0722 | 8613B00012 | B | 8613 | 8613B00 | 1/2 | AC | 0.5 | BALL VALVE,3 PC,BRONZE BODY,SS BALL & STEM,600 WOG,150 SWP,SOLDER ENDS,FULL PORT | 219.61 | 1.055 | 2.8 | 0.5 | 1.95 | 1 |  |  |  | 084738288015 | 08473828801 | https://www.hammondvalve.com/wp-content/uploads/spec-sheets/86148613.pdf | https://www.hammondvalve.com/wp-content/uploads/ioms/8600iom.pdf |  | 07/18/07
BV0722 | 8613B00034 | B | 8613 | 8613B00 | 3/4 | AC | 0.75 | BALL VALVE,3 PC,BRONZE BODY,SS BALL & STEM,600 WOG,150 SWP,SOLDER ENDS,FULL PORT | 261.5 | 2.16 | 3.44 | 0.75 | 2.26 | 6 |  |  |  | 084738288022 | 08473828802 | https://www.hammondvalve.com/wp-content/uploads/spec-sheets/86148613.pdf | https://www.hammondvalve.com/wp-content/uploads/ioms/8600iom.pdf |  | 07/18/07
BV0722 | 8613B00100 | B | 8613 | 8613B00 | 1 | AC | 1 | BALL VALVE,3 PC,BRONZE BODY,SS BALL & STEM,600 WOG,150 SWP,SOLDER ENDS,FULL PORT | 380.04 | 3.035 | 3.87 | 1 | 2.44 | 1 |  |  |  | 084738288039 | 08473828803 | https://www.hammondvalve.com/wp-content/uploads/spec-sheets/86148613.pdf | https://www.hammondvalve.com/wp-content/uploads/ioms/8600iom.pdf |  | 07/18/07
BV0722 | 8613B00112 | B | 8613 | 8613B00 | 1 1/2 | AC | 1.5 | BALL VALVE,3 PC,BRONZE BODY,SS BALL & STEM,600 WOG,150 SWP,SOLDER ENDS,FULL PORT | 654.41 | 5.95 | 5.25 | 1.5 | 3.12 | 1 |  |  |  | 084738288053 | 08473828805 | https://www.hammondvalve.com/wp-content/uploads/spec-sheets/86148613.pdf | https://www.hammondvalve.com/wp-content/uploads/ioms/8600iom.pdf |  | 07/18/07
BV0722 | 8613B00114 | B | 8613 | 8613B00 | 1 1/4 | AC | 1.25 | BALL VALVE,3 PC,BRONZE BODY,SS BALL & STEM,600 WOG,150 SWP,SOLDER ENDS,FULL PORT | 514.88 | 4.875 | 4.75 | 1.25 | 2.8 | 1 |  |  |  | 084738288046 | 08473828804 | https://www.hammondvalve.com/wp-content/uploads/spec-sheets/86148613.pdf | https://www.hammondvalve.com/wp-content/uploads/ioms/8600iom.pdf |  | 07/18/07
BV0722 | 8613B00200 | B | 8613 | 8613B00 | 2 | AC | 2 | BALL VALVE,3 PC,BRONZE BODY,SS BALL & STEM,600 WOG,150 SWP,SOLDER ENDS,FULL PORT | 1068.49 | 10.415 | 6.1 | 2 | 3.58 | 1 |  |  |  | 084738288060 | 08473828806 | https://www.hammondvalve.com/wp-content/uploads/spec-sheets/86148613.pdf | https://www.hammondvalve.com/wp-content/uploads/ioms/8600iom.pdf |  | 07/18/07
BV0722 | 8613B00212 | B | 8613 | 8613B00 | 2 1/2 | AC | 2.5 | BALL VALVE,3 PC,BRONZE BODY,SS BALL & STEM,600 WOG,150 SWP,SOLDER ENDS,FULL PORT | 2139.6 | 24.01 | 0 | 0 | 0 | 1 |  |  |  | 084738293644 | 08473829364 | https://www.hammondvalve.com/wp-content/uploads/spec-sheets/86148613.pdf | https://www.hammondvalve.com/wp-content/uploads/ioms/8600iom.pdf |  | 07/22/11
BV0722 | 8613B00300 | B | 8613 | 8613B00 | 3 | AC | 3 | BALL VALVE,3 PC,BRONZE BODY,SS BALL & STEM,600 WOG,150 SWP,SOLDER ENDS,FULL PORT | 2139.6 | 24.225 | 0 | 0 | 0 | 1 |  |  |  | 084738293651 | 08473829365 | https://www.hammondvalve.com/wp-content/uploads/spec-sheets/86148613.pdf | https://www.hammondvalve.com/wp-content/uploads/ioms/8600iom.pdf |  | 07/22/11
BV0722 | 8613B07012 | B | 8613 | 8613B07 | 1/2 | AC | 0.5 | BALL VALVE,3 PC,BRONZE BODY,SS BALL & STEM,600 WOG,150 SWP,SOLDER ENDS,FULL PORT,W/LOCKING LEVER | 238.62 | 1.12 | 2.8 | 0 | 1.95 | 1 |  |  |  | 084738292821 | 08473829282 | https://www.hammondvalve.com/wp-content/uploads/spec-sheets/86148613opt.pdf | https://www.hammondvalve.com/wp-content/uploads/ioms/8600iom.pdf |  | 02/15/13
BV0722 | 8613B07034 | B | 8613 | 8613B07 | 3/4 | AC | 0.75 | BALL VALVE,3 PC,BRONZE BODY,SS BALL & STEM,600 WOG,150 SWP,SOLDER ENDS,FULL PORT,W/LOCKING LEVER | 286.83 | 2.215 | 3.44 | 0.75 | 2.26 | 1 |  |  |  | 084738292838 | 08473829283 | https://www.hammondvalve.com/wp-content/uploads/spec-sheets/86148613opt.pdf | https://www.hammondvalve.com/wp-content/uploads/ioms/8600iom.pdf |  | 02/15/13
BV0722 | 8613B07100 | B | 8613 | 8613B07 | 1 | AC | 1 | BALL VALVE,3 PC,BRONZE BODY,SS BALL & STEM,600 WOG,150 SWP,SOLDER ENDS,FULL PORT,W/LOCKING LEVER | 418.26 | 3.18 | 3.87 | 1 | 2.44 | 1 |  |  |  | 084738292845 | 08473829284 | https://www.hammondvalve.com/wp-content/uploads/spec-sheets/86148613opt.pdf | https://www.hammondvalve.com/wp-content/uploads/ioms/8600iom.pdf |  | 02/15/13
BV0722 | 8613B07112 | B | 8613 | 8613B07 | 1 1/2 | AC | 1.5 | BALL VALVE,3 PC,BRONZE BODY,SS BALL & STEM,600 WOG,150 SWP,SOLDER ENDS,FULL PORT,W/LOCKING LEVER | 692.6 | 6.09 | 5.25 | 1.5 | 3.12 | 1 |  |  |  | 084738292869 | 08473829286 | https://www.hammondvalve.com/wp-content/uploads/spec-sheets/86148613opt.pdf | https://www.hammondvalve.com/wp-content/uploads/ioms/8600iom.pdf |  | 02/15/13
BV0722 | 8613B07114 | B | 8613 | 8613B07 | 1 1/4 | AC | 1.25 | BALL VALVE,3 PC,BRONZE BODY,SS BALL & STEM,600 WOG,150 SWP,SOLDER ENDS,FULL PORT,W/LOCKING LEVER | 553.07 | 4.875 | 4.75 | 1.25 | 2.8 | 1 |  |  |  | 084738292852 | 08473829285 | https://www.hammondvalve.com/wp-content/uploads/spec-sheets/86148613opt.pdf | https://www.hammondvalve.com/wp-content/uploads/ioms/8600iom.pdf |  | 02/15/13
BV0722 | 8613B07200 | B | 8613 | 8613B07 | 2 | AC | 2 | BALL VALVE,3 PC,BRONZE BODY,SS BALL & STEM,600 WOG,150 SWP,SOLDER ENDS,FULL PORT,W/LOCKING LEVER | 1106.68 | 10.545 | 6.1 | 2 | 3.58 | 1 |  |  |  | 084738292876 | 08473829287 | https://www.hammondvalve.com/wp-content/uploads/spec-sheets/86148613opt.pdf | https://www.hammondvalve.com/wp-content/uploads/ioms/8600iom.pdf |  | 02/15/13
BV0722 | 8613B21100 | B | 8613 | 8613B21 | 1 | AC | 1 | BALL VALVE,3 PC,BRONZE BODY,SS BALL & STEM,600 WOG,150 SWP,SOLDER ENDS,FULL PORT,OXYGEN CLEANED | 688.11 | 0 | 0 | 0 | 0 | 1 |  |  |  | 084738292289 | 08473829228 | https://www.hammondvalve.com/wp-content/uploads/spec-sheets/86148613.pdf | https://www.hammondvalve.com/wp-content/uploads/ioms/8600iom.pdf |  | 08/30/12
BV0722 | 8613B21114 | B | 8613 | 8613B21 | 1 1/4 | AC | 1.25 | BALL VALVE,3 PC,BRONZE BODY,SS BALL & STEM,600 WOG,150 SWP,SOLDER ENDS,FULL PORT,OXYGEN CLEANED | 876.7 | 0 | 0 | 0 | 0 | 1 |  |  |  | 084738292272 | 08473829227 | https://www.hammondvalve.com/wp-content/uploads/spec-sheets/86148613.pdf | https://www.hammondvalve.com/wp-content/uploads/ioms/8600iom.pdf |  | 08/30/12
BV0722 | 8613B22012 | B | 8613 | 8613B22 | 1/2 | AO | 0.5 | BALL VALVE,3 PC,BRONZE BODY,SS BALL & STEM,600 WOG,150 SWP,SOLDER ENDS,FULL PORT,OC W/EXT. TUBE END | 488.41 | 1.43 | 0 | 0 | 0 | 2 |  |  |  | 084738292012 | 08473829201 | https://www.hammondvalve.com/wp-content/uploads/861422861322.pdf | https://www.hammondvalve.com/wp-content/uploads/ioms/8600iom.pdf |  | 04/24/12
BV0722 | 8613B22034 | B | 8613 | 8613B22 | 3/4 | AO | 0.75 | BALL VALVE,3 PC,BRONZE BODY,SS BALL & STEM,600 WOG,150 SWP,SOLDER ENDS,FULL PORT,OC W/EXT. TUBE END | 541.22 | 2.835 | 0 | 0 | 0 | 1 |  |  |  | 697988703032 | 69798870303 | https://www.hammondvalve.com/wp-content/uploads/861422861322.pdf | https://www.hammondvalve.com/wp-content/uploads/ioms/8600iom.pdf |  | 10/21/16
BV0722 | 8613B22100 | B | 8613 | 8613B22 | 1 | AO | 1 | BALL VALVE,3 PC,BRONZE BODY,SS BALL & STEM,600 WOG,150 SWP,SOLDER ENDS,FULL PORT,OC W/EXT. TUBE END | 726.29 | 3.9 | 0 | 0 | 0 | 1 |  |  |  | 697988703025 | 69798870302 | https://www.hammondvalve.com/wp-content/uploads/861422861322.pdf | https://www.hammondvalve.com/wp-content/uploads/ioms/8600iom.pdf |  | 10/21/16
BV0722 | 8613B22112 | B | 8613 | 8613B22 | 1 1/2 | AO | 1.5 | BALL VALVE,3 PC,BRONZE BODY,SS BALL & STEM,600 WOG,150 SWP,SOLDER ENDS,FULL PORT,OC W/EXT. TUBE END | 1074.37 | 7.475 | 0 | 0 | 0 | 1 |  |  |  | 697988703018 | 69798870301 | https://www.hammondvalve.com/wp-content/uploads/861422861322.pdf | https://www.hammondvalve.com/wp-content/uploads/ioms/8600iom.pdf |  | 10/21/16
BV0722 | 8613B22114 | B | 8613 | 8613B22 | 1 1/4 | AO | 1.25 | BALL VALVE,3 PC,BRONZE BODY,SS BALL & STEM,600 WOG,150 SWP,SOLDER ENDS,FULL PORT,OC W/EXT. TUBE END | 914.86 | 0 | 0 | 0 | 0 | 1 |  |  |  | 084738292005 | 08473829200 | https://www.hammondvalve.com/wp-content/uploads/861422861322.pdf | https://www.hammondvalve.com/wp-content/uploads/ioms/8600iom.pdf |  | 04/16/12
BV0722 | 8613B22212 | B | 8613 | 8613B22 | 2 1/2 | AO | 2.5 | BALL VALVE,3 PC,BRONZE BODY,SS BALL & STEM,600 WOG,150 SWP,SOLDER ENDS,FULL PORT,OC W/EXT. TUBE END | 4085.95 | 28.07 | 0 | 0 | 0 | 1 |  |  |  | 697988703001 | 69798870300 | https://www.hammondvalve.com/wp-content/uploads/861422861322.pdf | https://www.hammondvalve.com/wp-content/uploads/ioms/8600iom.pdf |  | 10/21/16
BV0722 | 8614B00012 |  | 8614 | 8614B00 | 1/2 | AO | 0.5 | BALL VALVE,3 PC,BRONZE BODY,600 WOG,150 SWP,SOLDER ENDS,FULL PORT | 154.73 | 1.08 | 3.03 | 0.5 | 1.65 | 8 |  |  |  | 084738287681 | 08473828768 | https://www.hammondvalve.com/wp-content/uploads/spec-sheets/86148613.pdf | https://www.hammondvalve.com/wp-content/uploads/ioms/8600iom.pdf |  | 02/28/07
BV0722 | 8614B00034 |  | 8614 | 8614B00 | 3/4 | AO | 0.75 | BALL VALVE,3 PC,BRONZE BODY,600 WOG,150 SWP,SOLDER ENDS,FULL PORT | 190.27 | 2.155 | 3.56 | 0.75 | 2.24 | 18 |  |  |  | 084738287698 | 08473828769 | https://www.hammondvalve.com/wp-content/uploads/spec-sheets/86148613.pdf | https://www.hammondvalve.com/wp-content/uploads/ioms/8600iom.pdf |  | 02/28/07
BV0722 | 8614B00100 |  | 8614 | 8614B00 | 1 | AO | 1 | BALL VALVE,3 PC,BRONZE BODY,600 WOG,150 SWP,SOLDER ENDS,FULL PORT | 250.16 | 3.04 | 3.82 | 1 | 2.65 | 6 |  |  |  | 084738287704 | 08473828770 | https://www.hammondvalve.com/wp-content/uploads/spec-sheets/86148613.pdf | https://www.hammondvalve.com/wp-content/uploads/ioms/8600iom.pdf |  | 02/28/07
BV0722 | 8614B00112 |  | 8614 | 8614B00 | 1 1/2 | AO | 1.5 | BALL VALVE,3 PC,BRONZE BODY,600 WOG,150 SWP,SOLDER ENDS,FULL PORT | 465.34 | 5.71 | 4.86 | 1.25 | 2.86 | 1 |  |  |  | 084738287728 | 08473828772 | https://www.hammondvalve.com/wp-content/uploads/spec-sheets/86148613.pdf | https://www.hammondvalve.com/wp-content/uploads/ioms/8600iom.pdf |  | 02/28/07
BV0722 | 8614B00114 |  | 8614 | 8614B00 | 1 1/4 | AO | 1.25 | BALL VALVE,3 PC,BRONZE BODY,600 WOG,150 SWP,SOLDER ENDS,FULL PORT | 358.62 | 4.705 | 5.06 | 1 | 3.03 | 8 |  |  |  | 084738287711 | 08473828771 | https://www.hammondvalve.com/wp-content/uploads/spec-sheets/86148613.pdf | https://www.hammondvalve.com/wp-content/uploads/ioms/8600iom.pdf |  | 02/28/07
BV0722 | 8614B00200 |  | 8614 | 8614B00 | 2 | AO | 2 | BALL VALVE,3 PC,BRONZE BODY,600 WOG,150 SWP,SOLDER ENDS,FULL PORT | 858.1 | 9.795 | 6 | 2 | 3.26 | 1 |  |  |  | 084738287735 | 08473828773 | https://www.hammondvalve.com/wp-content/uploads/spec-sheets/86148613.pdf | https://www.hammondvalve.com/wp-content/uploads/ioms/8600iom.pdf |  | 02/28/07
BV0722 | 8614B00212 |  | 8614 | 8614B00 | 2 1/2 | AO | 2.5 | BALL VALVE,3 PC,BRONZE BODY,600 WOG,150 SWP,SOLDER ENDS,FULL PORT | 1687.9 | 25.53 | 0 | 0 | 0 | 1 |  |  |  | 084738293545 | 08473829354 | https://www.hammondvalve.com/wp-content/uploads/spec-sheets/86148613.pdf | https://www.hammondvalve.com/wp-content/uploads/ioms/8600iom.pdf |  | 02/15/11
BV0722 | 8614B00300 |  | 8614 | 8614B00 | 3 | AO | 3 | BALL VALVE,3 PC,BRONZE BODY,600 WOG,150 SWP,SOLDER ENDS,FULL PORT | 1687.9 | 24.795 | 0 | 0 | 0 | 1 |  |  |  | 084738293637 | 08473829363 | https://www.hammondvalve.com/wp-content/uploads/spec-sheets/86148613.pdf | https://www.hammondvalve.com/wp-content/uploads/ioms/8600iom.pdf |  | 07/22/11
BV0722 | 8614B06012 |  | 8614 | 8614B06 | 1/2 | AO | 0.5 | BALL VALVE,3 PC,BRONZE BODY,600 WOG,150 SWP,SOLDER ENDS,FULL PORT,W/EXT. STEM | 177.45 | 0 | 0 | 0 | 0 | 1 |  |  |  | 084738288633 | 08473828863 | https://www.hammondvalve.com/wp-content/uploads/spec-sheets/86148613opt.pdf | https://www.hammondvalve.com/wp-content/uploads/ioms/8600iom.pdf |  | 11/20/08
BV0722 | 8614B06034 |  | 8614 | 8614B06 | 3/4 | AO | 0.75 | BALL VALVE,3 PC,BRONZE BODY,600 WOG,150 SWP,SOLDER ENDS,FULL PORT,W/EXT. STEM | 212.96 | 0 | 0 | 0 | 0 | 18 |  |  |  | 084738288640 | 08473828864 | https://www.hammondvalve.com/wp-content/uploads/spec-sheets/86148613opt.pdf | https://www.hammondvalve.com/wp-content/uploads/ioms/8600iom.pdf |  | 11/20/08
BV0722 | 8614B06100 |  | 8614 | 8614B06 | 1 | AO | 1 | BALL VALVE,3 PC,BRONZE BODY,600 WOG,150 SWP,SOLDER ENDS,FULL PORT,W/EXT. STEM | 290.26 | 3.115 | 0 | 0 | 0 | 4 |  |  |  | 084738288657 | 08473828865 | https://www.hammondvalve.com/wp-content/uploads/spec-sheets/86148613opt.pdf | https://www.hammondvalve.com/wp-content/uploads/ioms/8600iom.pdf |  | 11/20/08
BV0722 | 8614B06200 |  | 8614 | 8614B06 | 2 | AO | 2 | BALL VALVE,3 PC,BRONZE BODY,600 WOG,150 SWP,SOLDER ENDS,FULL PORT,W/EXT. STEM | 898.19 | 10.5 | 0 | 0 | 0 | 1 |  |  |  | 084738288664 | 08473828866 | https://www.hammondvalve.com/wp-content/uploads/spec-sheets/86148613opt.pdf | https://www.hammondvalve.com/wp-content/uploads/ioms/8600iom.pdf |  | 11/20/08
BV0722 | 8614B07012 |  | 8614 | 8614B07 | 1/2 | AO | 0.5 | BALL VALVE,3 PC,BRONZE BODY,600 WOG,150 SWP,SOLDER ENDS,FULL PORT,W/LOCKING LEVER | 173.77 | 1.11 | 0 | 0 | 0 | 1 |  |  |  | 084738287759 | 08473828775 | https://www.hammondvalve.com/wp-content/uploads/spec-sheets/86148613opt.pdf | https://www.hammondvalve.com/wp-content/uploads/ioms/8600iom.pdf |  | 03/20/07
BV0722 | 8614B07034 |  | 8614 | 8614B07 | 3/4 | AO | 0.75 | BALL VALVE,3 PC,BRONZE BODY,600 WOG,150 SWP,SOLDER ENDS,FULL PORT,W/LOCKING LEVER | 215.61 | 2.23 | 0 | 0 | 0 | 1 |  |  |  | 084738287766 | 08473828776 | https://www.hammondvalve.com/wp-content/uploads/spec-sheets/86148613opt.pdf | https://www.hammondvalve.com/wp-content/uploads/ioms/8600iom.pdf |  | 03/20/07
BV0722 | 8614B07100 |  | 8614 | 8614B07 | 1 | AO | 1 | BALL VALVE,3 PC,BRONZE BODY,600 WOG,150 SWP,SOLDER ENDS,FULL PORT,W/LOCKING LEVER | 288.36 | 3.115 | 0 | 0 | 0 | 5 |  |  |  | 084738287773 | 08473828777 | https://www.hammondvalve.com/wp-content/uploads/spec-sheets/86148613opt.pdf | https://www.hammondvalve.com/wp-content/uploads/ioms/8600iom.pdf |  | 03/20/07
BV0722 | 8614B07112 |  | 8614 | 8614B07 | 1 1/2 | AO | 1.5 | BALL VALVE,3 PC,BRONZE BODY,600 WOG,150 SWP,SOLDER ENDS,FULL PORT,W/LOCKING LEVER | 503.52 | 4.765 | 7.38 | 2.98 | 3.12 | 1 |  |  |  | 084738291749 | 08473829174 | https://www.hammondvalve.com/wp-content/uploads/spec-sheets/86148613opt.pdf | https://www.hammondvalve.com/wp-content/uploads/ioms/8600iom.pdf |  | 10/06/11
BV0722 | 8614B07114 |  | 8614 | 8614B07 | 1 1/4 | AO | 1.25 | BALL VALVE,3 PC,BRONZE BODY,600 WOG,150 SWP,SOLDER ENDS,FULL PORT,W/LOCKING LEVER | 396.82 | 4.765 | 6.5 | 2.98 | 2.8 | 2 |  |  |  | 084738291732 | 08473829173 | https://www.hammondvalve.com/wp-content/uploads/spec-sheets/86148613opt.pdf | https://www.hammondvalve.com/wp-content/uploads/ioms/8600iom.pdf |  | 10/06/11
BV0722 | 8614B07200 |  | 8614 | 8614B07 | 2 | AO | 2 | BALL VALVE,3 PC,BRONZE BODY,600 WOG,150 SWP,SOLDER ENDS,FULL PORT,W/LOCKING LEVER | 896.3 | 9.715 | 7.38 | 4 | 3.58 | 1 |  |  |  | 084738291756 | 08473829175 | https://www.hammondvalve.com/wp-content/uploads/spec-sheets/86148613opt.pdf | https://www.hammondvalve.com/wp-content/uploads/ioms/8600iom.pdf |  | 10/06/11
BV0722 | 8614B09012 |  | 8614 | 8614B09 | 1/2 | AO | 0.5 | BALL VALVE,3 PC,BRONZE BODY,600 WOG,150 SWP,SOLDER ENDS,FULL PORT,W/STEM EXT W/MEM STOP | 219.4 | 0 | 0 | 0 | 0 | 8 |  |  |  | 084738288800 | 08473828880 | https://www.hammondvalve.com/wp-content/uploads/spec-sheets/86148613opt.pdf | https://www.hammondvalve.com/wp-content/uploads/ioms/8600iom.pdf |  | 03/02/09
BV0722 | 8614B09034 |  | 8614 | 8614B09 | 3/4 | AO | 0.75 | BALL VALVE,3 PC,BRONZE BODY,600 WOG,150 SWP,SOLDER ENDS,FULL PORT,W/STEM EXT W/MEM STOP | 254.93 | 2.58 | 0 | 0 | 0 | 6 |  |  |  | 084738288817 | 08473828881 | https://www.hammondvalve.com/wp-content/uploads/spec-sheets/86148613opt.pdf | https://www.hammondvalve.com/wp-content/uploads/ioms/8600iom.pdf |  | 03/02/09
BV0722 | 8614B09100 |  | 8614 | 8614B09 | 1 | AO | 1 | BALL VALVE,3 PC,BRONZE BODY,600 WOG,150 SWP,SOLDER ENDS,FULL PORT,W/STEM EXT W/MEM STOP | 327.7 | 3.115 | 0 | 0 | 0 | 1 |  |  |  | 084738288824 | 08473828882 | https://www.hammondvalve.com/wp-content/uploads/spec-sheets/86148613opt.pdf | https://www.hammondvalve.com/wp-content/uploads/ioms/8600iom.pdf |  | 03/02/09
BV0722 | 8614B09112 |  | 8614 | 8614B09 | 1 1/2 | AO | 1.5 | BALL VALVE,3 PC,BRONZE BODY,600 WOG,150 SWP,SOLDER ENDS,FULL PORT,W/STEM EXT W/MEM STOP | 542.87 | 4.76 | 0 | 0 | 0 | 1 |  |  |  | 084738288848 | 08473828884 | https://www.hammondvalve.com/wp-content/uploads/spec-sheets/86148613opt.pdf | https://www.hammondvalve.com/wp-content/uploads/ioms/8600iom.pdf |  | 03/02/09
BV0722 | 8614B09114 |  | 8614 | 8614B09 | 1 1/4 | AO | 1.25 | BALL VALVE,3 PC,BRONZE BODY,600 WOG,150 SWP,SOLDER ENDS,FULL PORT,W/STEM EXT W/MEM STOP | 418.76 | 4.76 | 0 | 0 | 0 | 1 |  |  |  | 084738288831 | 08473828883 | https://www.hammondvalve.com/wp-content/uploads/spec-sheets/86148613opt.pdf | https://www.hammondvalve.com/wp-content/uploads/ioms/8600iom.pdf |  | 03/02/09
BV0722 | 8614B09200 |  | 8614 | 8614B09 | 2 | AO | 2 | BALL VALVE,3 PC,BRONZE BODY,600 WOG,150 SWP,SOLDER ENDS,FULL PORT,W/STEM EXT W/MEM STOP | 946.3 | 9.75 | 0 | 0 | 0 | 1 |  |  |  | 084738288855 | 08473828885 | https://www.hammondvalve.com/wp-content/uploads/spec-sheets/86148613opt.pdf | https://www.hammondvalve.com/wp-content/uploads/ioms/8600iom.pdf |  | 03/02/09
BV0722 | 8614B22012 |  | 8614 | 8614B22 | 1/2 | AO | 0.5 | BALL VALVE,3 PC,BRONZE BODY,600 WOG,150 SWP,SOLDER ENDS,FULL PORT,OC WITH EXT TUBE END | 446.06 | 1.36 | 0 | 0 | 0 | 4 |  |  |  | 084738288138 | 08473828813 | https://www.hammondvalve.com/wp-content/uploads/861422861322.pdf | https://www.hammondvalve.com/wp-content/uploads/ioms/8600iom.pdf |  | 09/17/07
BV0722 | 8614B22034 |  | 8614 | 8614B22 | 3/4 | AO | 0.75 | BALL VALVE,3 PC,BRONZE BODY,600 WOG,150 SWP,SOLDER ENDS,FULL PORT,OC WITH EXT TUBE END | 467.18 | 2.75 | 0 | 0 | 0 | 3 |  |  |  | 084738291237 | 08473829123 | https://www.hammondvalve.com/wp-content/uploads/861422861322.pdf | https://www.hammondvalve.com/wp-content/uploads/ioms/8600iom.pdf |  | 06/02/10
BV0722 | 8614B22100 | B | 8614 | 8614B22 | 1 | AO | 1 | BALL VALVE,3 PC,BRONZE BODY,600 WOG,150 SWP,SOLDER ENDS,FULL PORT,OC WITH EXT TUBE END | 589.79 | 3.92 | 0 | 0 | 0 | 2 |  |  |  | 084738288862 | 08473828886 | https://www.hammondvalve.com/wp-content/uploads/861422861322.pdf | https://www.hammondvalve.com/wp-content/uploads/ioms/8600iom.pdf |  | 03/16/09
BV0722 | 8614B22200 | B | 8614 | 8614B22 | 2 | AO | 2 | BALL VALVE,3 PC,BRONZE BODY,600 WOG,150 SWP,SOLDER ENDS,FULL PORT,OC WITH EXT TUBE END,LOCKING HANDL | 1190.53 | 0 | 6 | 2 | 3.26 | 1 | 16 | 5.5 | 5.5 | 084738295518 | 08473829551 | https://www.hammondvalve.com/wp-content/uploads/861422861322.pdf | https://www.hammondvalve.com/wp-content/uploads/ioms/8600iom.pdf |  | 09/02/20
BV0722 | 86218-D09-940 |  | 86218-D09-940 | 86218D09940 |  | 6E | 0 | EXT. LOCKING HANDLE BA-100/150 1/4-1/2,BA-300/350 1/4-1/2 | 96.6 | 0.69 | 0 | 0 | 0 | 10 | 7.5 | 5.5625 | 3.25 | 697988676053 | 69798867605 |  |  |  | 04/16/10
BV0722 | 86218-E09-940 |  | 86218-E09-940 | 86218E09940 |  | 6E | 0 | EXT. LOCKING HANDLE BA100-150 3/4-1,BA300/350 3/4 | 114 | 0.8 | 0 | 0 | 0 | 10 |  |  |  | 697988676060 | 69798867606 |  |  |  | 04/16/10
BV0722 | 86218-F09-940 |  | 86218-F09-940 | 86218F09940 |  | 6E | 0 | EXT. LOCKING HANDLE BA300/350 1 - 1 1/2 | 150.69 | 0.915 | 0 | 0 | 0 | 1 |  |  |  | 697988676077 | 69798867607 |  |  |  | 04/16/10
BV0722 | 86218-G09-940 |  | 86218-G09-940 | 86218G09940 |  | 6E | 0 | EXT. LOCKING HANDLE BA100/150 1 1/4-2,BA400/450 1-1 1/2 | 150.69 | 1.51 | 0 | 0 | 0 | 1 | 10.625 | 6.75 | 3.875 | 697988676084 | 69798867608 |  |  |  | 11/02/11
BV0722 | 86218-J09-940 |  | 86218-J09-940 | 86218J09940 |  | 6E | 0 | EXTENSION LOCKING HANDLE BA300/50 2,BA400/450 2 | 197.04 | 1.53 | 0 | 0 | 0 | 1 | 12 | 7 | 3.5 | 697988676091 | 69798867609 |  |  |  | 04/16/10
BV0722 | 8623000012 |  | 8623 | 862300 | 1/2 | AW | 0.5 | BALL VALVE,3 PC,CS BODY W/SS TRIM,150 WSP,1000 WOG,THREADED ENDS,FULL PORT | 250.32 | 1.55 | 0 | 0 | 0 | 8 | 10.25 | 7.375 | 4.0625 | 084738117070 | 08473811707 | https://www.hammondvalve.com/wp-content/uploads/spec-sheets/86238633.pdf | https://www.hammondvalve.com/wp-content/uploads/ioms/8600iom.pdf |  | 01/01/04
BV0722 | 8623000014 |  | 8623 | 862300 | 1/4 | AW | 0.25 | BALL VALVE,3 PC,CS BODY W/SS TRIM,150 WSP,1000 WOG,THREADED ENDS,FULL PORT | 250.32 | 1.02 | 0 | 0 | 0 | 4 |  |  |  | 084738112914 | 08473811291 | https://www.hammondvalve.com/wp-content/uploads/spec-sheets/86238633.pdf | https://www.hammondvalve.com/wp-content/uploads/ioms/8600iom.pdf |  | 01/01/04
BV0722 | 8623000034 |  | 8623 | 862300 | 3/4 | AW | 0.75 | BALL VALVE,3 PC,CS BODY W/SS TRIM,150 WSP,1000 WOG,THREADED ENDS,FULL PORT | 334.89 | 2.5 | 0 | 0 | 0 | 1 | 10.25 | 7.375 | 4.0625 | 084738130956 | 08473813095 | https://www.hammondvalve.com/wp-content/uploads/spec-sheets/86238633.pdf | https://www.hammondvalve.com/wp-content/uploads/ioms/8600iom.pdf |  | 01/01/04
BV0722 | 8623000038 |  | 8623 | 862300 | 3/8 | AW | 0.375 | BALL VALVE,3 PC,CS BODY W/SS TRIM,150 WSP,1000 WOG,THREADED ENDS,FULL PORT | 250.32 | 0 | 0 | 0 | 0 | 4 |  |  |  | 084738112921 | 08473811292 | https://www.hammondvalve.com/wp-content/uploads/spec-sheets/86238633.pdf | https://www.hammondvalve.com/wp-content/uploads/ioms/8600iom.pdf |  | 01/01/04
BV0722 | 8623000100 |  | 8623 | 862300 | 1 | AW | 1 | BALL VALVE,3 PC,CS BODY W/SS TRIM,150 WSP,1000 WOG,THREADED ENDS,FULL PORT | 424.64 | 3.6 | 0 | 0 | 0 | 1 | 10.25 | 7.375 | 4.0625 | 084738130963 | 08473813096 | https://www.hammondvalve.com/wp-content/uploads/spec-sheets/86238633.pdf | https://www.hammondvalve.com/wp-content/uploads/ioms/8600iom.pdf |  | 01/01/04
BV0722 | 8623000112 |  | 8623 | 862300 | 1 1/2 | AW | 1.5 | BALL VALVE,3 PC,CS BODY W/SS TRIM,150 WSP,1000 WOG,THREADED ENDS,FULL PORT | 747.26 | 7.14 | 0 | 0 | 0 | 1 | 10.3125 | 4.875 | 3 | 084738130970 | 08473813097 | https://www.hammondvalve.com/wp-content/uploads/spec-sheets/86238633.pdf | https://www.hammondvalve.com/wp-content/uploads/ioms/8600iom.pdf |  | 01/01/04
BV0722 | 8623000114 |  | 8623 | 862300 | 1 1/4 | AW | 1.25 | BALL VALVE,3 PC,CS BODY W/SS TRIM,150 WSP,1000 WOG,THREADED ENDS,FULL PORT | 653.36 | 5.22 | 0 | 0 | 0 | 2 | 10.3125 | 4.875 | 3 | 084738130987 | 08473813098 | https://www.hammondvalve.com/wp-content/uploads/spec-sheets/86238633.pdf | https://www.hammondvalve.com/wp-content/uploads/ioms/8600iom.pdf |  | 01/01/04
BV0722 | 8623000200 |  | 8623 | 862300 | 2 | AW | 2 | BALL VALVE,3 PC,CS BODY W/SS TRIM,150 WSP,1000 WOG,THREADED ENDS,FULL PORT | 963.65 | 12.3 | 0 | 0 | 0 | 1 | 10.25 | 7.375 | 4.0625 | 084738130994 | 08473813099 | https://www.hammondvalve.com/wp-content/uploads/spec-sheets/86238633.pdf | https://www.hammondvalve.com/wp-content/uploads/ioms/8600iom.pdf |  | 01/01/04
BV0722 | 8633000012 |  | 8633 | 863300 | 1/2 | AW | 0.5 | BALL VALVE,3 PC,SS BODY & TRIM,150 WSP,1000 WOG,THREADED ENDS,FULL PORT | 449.21 | 1.725 | 0 | 0 | 0 | 4 |  |  |  | 084738115212 | 08473811521 | https://www.hammondvalve.com/wp-content/uploads/spec-sheets/86238633.pdf | https://www.hammondvalve.com/wp-content/uploads/ioms/8600iom.pdf |  | 01/01/04
BV0722 | 8633000014 |  | 8633 | 863300 | 1/4 | AW | 0.25 | BALL VALVE,3 PC,SS BODY & TRIM,150 WSP,1000 WOG,THREADED ENDS,FULL PORT | 449.21 | 0.99 | 0 | 0 | 0 | 16 |  |  |  | 084738112938 | 08473811293 | https://www.hammondvalve.com/wp-content/uploads/spec-sheets/86238633.pdf | https://www.hammondvalve.com/wp-content/uploads/ioms/8600iom.pdf |  | 01/01/04
BV0722 | 8633000034 |  | 8633 | 863300 | 3/4 | AW | 0.75 | BALL VALVE,3 PC,SS BODY & TRIM,150 WSP,1000 WOG,THREADED ENDS,FULL PORT | 649.49 | 2.48 | 0 | 0 | 0 | 5 |  |  |  | 084738131007 | 08473813100 | https://www.hammondvalve.com/wp-content/uploads/spec-sheets/86238633.pdf | https://www.hammondvalve.com/wp-content/uploads/ioms/8600iom.pdf |  | 01/01/04
BV0722 | 8633000038 |  | 8633 | 863300 | 3/8 | AW | 0.375 | BALL VALVE,3 PC,SS BODY & TRIM,150 WSP,1000 WOG,THREADED ENDS,FULL PORT | 449.21 | 0 | 0 | 0 | 0 | 5 |  |  |  | 084738131014 | 08473813101 | https://www.hammondvalve.com/wp-content/uploads/spec-sheets/86238633.pdf | https://www.hammondvalve.com/wp-content/uploads/ioms/8600iom.pdf |  | 01/01/04
BV0722 | 8633000100 |  | 8633 | 863300 | 1 | AW | 1 | BALL VALVE,3 PC,SS BODY & TRIM,150 WSP,1000 WOG,THREADED ENDS,FULL PORT | 779.66 | 3.15 | 0 | 0 | 0 | 2 |  |  |  | 084738131021 | 08473813102 | https://www.hammondvalve.com/wp-content/uploads/spec-sheets/86238633.pdf | https://www.hammondvalve.com/wp-content/uploads/ioms/8600iom.pdf |  | 01/01/04
BV0722 | 8633000112 |  | 8633 | 863300 | 1 1/2 | AW | 1.5 | BALL VALVE,3 PC,SS BODY & TRIM,150 WSP,1000 WOG,THREADED ENDS,FULL PORT | 1258.3 | 7.457 | 0 | 0 | 0 | 1 |  |  |  | 084738131038 | 08473813103 | https://www.hammondvalve.com/wp-content/uploads/spec-sheets/86238633.pdf | https://www.hammondvalve.com/wp-content/uploads/ioms/8600iom.pdf |  | 01/01/04
BV0722 | 8633000114 |  | 8633 | 863300 | 1 1/4 | AW | 1.25 | BALL VALVE,3 PC,SS BODY & TRIM,150 WSP,1000 WOG,THREADED ENDS,FULL PORT | 898.4 | 5.7 | 0 | 0 | 0 | 1 |  |  |  | 084738131045 | 08473813104 | https://www.hammondvalve.com/wp-content/uploads/spec-sheets/86238633.pdf | https://www.hammondvalve.com/wp-content/uploads/ioms/8600iom.pdf |  | 01/01/04
BV0722 | 8633000200 |  | 8633 | 863300 | 2 | AW | 2 | BALL VALVE,3 PC,SS BODY & TRIM,150 WSP,1000 WOG,THREADED ENDS,FULL PORT | 1637.2 | 5.6 | 0 | 0 | 0 | 1 |  |  |  | 084738115311 | 08473811531 | https://www.hammondvalve.com/wp-content/uploads/spec-sheets/86238633.pdf | https://www.hammondvalve.com/wp-content/uploads/ioms/8600iom.pdf |  | 01/01/04
BV0722 | 8672 - D -940 |  | 8672 - D -940 | 8672D940 |  | 6E | 0 | EXTENSION STEM 2 1/4" RISE BA100/150/300/350 1/4" - 1/2" | 22.7 | 0.12 | 0 | 0 | 0 | 10 | 6.625 | 5.1875 | 2.8125 | 697988551404 | 69798855140 |  |  |  | 01/01/04
BV0722 | 8672 - F -940 |  | 8672 - F -940 | 8672F940 |  | 6E | 0 | EXTENSION STEM 2 1/4" RISE BA100/150 3/4" - 1",BA300/350 3/4" | 22.7 | 0.18 | 0 | 0 | 0 | 10 | 6.625 | 5.1875 | 2.8125 | 697988551411 | 69798855141 |  |  |  | 01/01/04
BV0722 | 8672 - J -940 |  | 8672 - J -940 | 8672J940 |  | 6E | 0 | EXTENSION STEM 2 1/4" RISE BA100/150 1 1/4" - 3",BA300/350/400/450 1" - 1-1/2" | 40.11 | 0.35 | 0 | 0 | 0 | 10 | 7.5 | 5.5625 | 3.25 | 697988551428 | 69798855142 |  |  |  | 01/01/04
BV0722 | 8672 - K -940 |  | 8672 - K -940 | 8672K940 |  | 6E | 0 | EXTENSION STEM 2 1/4" RISE BA-300/350/400/450 2" | 40.11 | 0.37 | 0 | 0 | 0 | 10 | 7.5 | 5.5625 | 3.25 | 697988553361 | 69798855336 |  |  |  | 09/24/03
BV0722 | 8673 - DH-940 |  | 8673 - DH-940 | 8673DH940 |  | AC | 0 | KIT,HNDL-NUT,SS,HAMMOND | 16.02 | 0.11 | 0 | 0 | 0 | 10 |  |  |  | 697988551473 | 69798855147 |  |  |  | 01/01/04
BV0722 | 8673 - FH-940 |  | 8673 - FH-940 | 8673FH940 |  | AC | 0 | KIT,HNDL-NUT,SS,HAMMOND | 22.12 | 0.17 | 0 | 0 | 0 | 10 |  |  |  | 697988551480 | 69798855148 |  |  |  | 01/01/04
BV0722 | 8673 - JH-940 |  | 8673 - JH-940 | 8673JH940 |  | AC | 0 | KIT,HNDL-NUT,SS,HAMMOND | 46.32 | 0.445 | 0 | 0 | 0 | 10 |  |  |  | 697988551497 | 69798855149 |  |  |  | 01/01/04
BV0722 | 8685 - D -940 |  | 8685 - D -940 | 8685D940 |  | 6E | 0 | MEMORY STOP BA100/150/300/350 1/4"­1/2" | 8.03 | 0.025 | 0 | 0 | 0 | 25 | 6.625 | 5.1875 | 2.8125 | 697988551435 | 69798855143 |  |  |  | 01/01/04
BV0722 | 8685 - F -940 |  | 8685 - F -940 | 8685F940 |  | 6E | 0 | MEMORY STOP BA100/150 3/4"-1", BA300/350 3/4" | 8.03 | 0.025 | 0 | 0 | 0 | 25 | 6.625 | 5.1875 | 2.8125 | 697988551442 | 69798855144 |  |  |  | 01/01/04
BV0722 | 8685 - J -940 |  | 8685 - J -940 | 8685J940 |  | 6E | 0 | MEMORY STOP BA100/150 1 1/4" - 3",BA300/350/400/450 1" - 1 /2" | 8.03 | 0.035 | 0 | 0 | 0 | 25 | 6.625 | 5.1875 | 2.8125 | 697988551459 | 69798855145 |  |  |  | 01/01/04
BV0722 | 8686 -DH1-940 |  | 8686 -DH1-940 | 8686DH1940 |  | AC | 0 | ASSY,HNDL-GRIP Hammond | 19.01 | 0.18 | 0 | 0 | 0 | 10 |  |  |  | 697988677432 | 69798867743 |  |  |  | 01/01/04
BV0722 | 8686 -FH1-940 |  | 8686 -FH1-940 | 8686FH1940 |  | AC | 0 | ASSY,HNDL-GRIP Hammond | 25.35 | 0.22 | 0 | 0 | 0 | 10 | 7.5 | 5.5625 | 3.25 | 697988677449 | 69798867744 |  |  |  | 01/01/04
BV0722 | 8686 -JH1-940 |  | 8686 -JH1-940 | 8686JH1940 |  | AC | 0 | Locking Lever,1"­1 1/2" | 38.19 | 0.46 | 0 | 0 | 0 | 10 |  |  |  | 697988551466 | 69798855146 |  |  |  | 01/01/04
BV0722 | 8686 -KH1-940 |  | 8686 -KH1-940 | 8686KH1940 |  | AC | 0 | ASSY,HNDL-GRIP Hammond | 38.19 | 0.485 | 0 | 0 | 0 | 1 |  |  |  | 697988551503 | 69798855150 |  |  |  | 03/24/05
BV0722 | 8701000012 |  | 8701 | 870100 | 1/2 | AK | 0.5 | BALL VALVE,2 PC,BRASS BODY,600 WOG,THREADED ENDS,FULL PORT | 101.85 | 0.48 | 2.13 | 0.5 | 1.53 | 10 | 7.6378 | 4.9606 | 2.4803 | 084738131052 | 08473813105 | https://www.hammondvalve.com/wp-content/uploads/spec-sheets/87018711.pdf | https://www.hammondvalve.com/consult-factory/ |  | 01/01/04
BV0722 | 8701000034 |  | 8701 | 870100 | 3/4 | AK | 0.75 | BALL VALVE,2 PC,BRASS BODY,600 WOG,THREADED ENDS,FULL PORT | 160.56 | 0.84 | 2.91 | 0.78 | 2 | 6 | 6.0236 | 5.4724 | 2.9528 | 084738131069 | 08473813106 | https://www.hammondvalve.com/wp-content/uploads/spec-sheets/87018711.pdf | https://www.hammondvalve.com/consult-factory/ |  | 01/01/04
BV0722 | 8701000100 |  | 8701 | 870100 | 1 | AK | 1 | BALL VALVE,2 PC,BRASS BODY,600 WOG,THREADED ENDS,FULL PORT | 229.66 | 1.22 | 3.53 | 1 | 2.16 | 6 | 7.4409 | 6.4173 | 3.3465 | 084738131076 | 08473813107 | https://www.hammondvalve.com/wp-content/uploads/spec-sheets/87018711.pdf | https://www.hammondvalve.com/consult-factory/ |  | 01/01/04
BV0722 | 8701070100 |  | 8701 | 870107 | 1 | AK | 1 | BALL VALVE,2 PC,BRASS BODY,600 WOG,THREADED ENDS,FULL PORT,W/LOCKING HANDLE | 257.05 | 1.285 | 3.53 | 1 | 2.16 | 1 |  |  |  | 084738132813 | 08473813281 | https://www.hammondvalve.com/wp-content/uploads/spec-sheets/87018711.pdf | https://www.hammondvalve.com/consult-factory/ |  | 01/01/04
BV0722 | 8711000012 |  | 8711 | 871100 | 1/2 | AK | 0.5 | BALL VALVE,2 PC,BRASS BODY,600 WOG,SOLDER ENDS,FULL PORT | 101.85 | 0.4 | 2.13 | 0.5 | 1.53 | 10 | 7.6378 | 4.9606 | 2.4803 | 084738118541 | 08473811854 | https://www.hammondvalve.com/wp-content/uploads/spec-sheets/87018711.pdf | https://www.hammondvalve.com/consult-factory/ |  | 01/01/04
BV0722 | 8711000034 |  | 8711 | 871100 | 3/4 | AK | 0.75 | BALL VALVE,2 PC,BRASS BODY,600 WOG,SOLDER ENDS,FULL PORT | 160.56 | 0.8 | 2.91 | 0.78 | 2 | 6 | 6.7323 | 5.4724 | 2.9528 | 084738131083 | 08473813108 | https://www.hammondvalve.com/wp-content/uploads/spec-sheets/87018711.pdf | https://www.hammondvalve.com/consult-factory/ |  | 01/01/04
BV0722 | 8711000100 |  | 8711 | 871100 | 1 | AK | 1 | BALL VALVE,2 PC,BRASS BODY,600 WOG,SOLDER ENDS,FULL PORT | 229.66 | 1.06 | 3.53 | 1 | 2.16 | 6 | 7.4409 | 6.4173 | 3.3465 | 084738131090 | 08473813109 | https://www.hammondvalve.com/wp-content/uploads/spec-sheets/87018711.pdf | https://www.hammondvalve.com/consult-factory/ |  | 01/01/04
BV0722 | 8711020034 |  | 8711 | 871102 | 3/4 | AK | 0.75 | BALL VALVE,2 PC,BRASS BODY,600 WOG,SOLDER ENDS,FULL PORT,W/MEM STOP | 173.56 | 0.86 | 0 | 0 | 0 | 1 |  |  |  | 084738132400 | 08473813240 | https://www.hammondvalve.com/wp-content/uploads/spec-sheets/87018711.pdf | https://www.hammondvalve.com/consult-factory/ |  | 01/01/04
BV0722 | 8901010012 |  | 8901 | 890101 | 1/2 | AK | 0.5 | BALL VALVE,2 PC,BRASS BODY,600 WOG,THREADED ENDS,FULL PORT | 62.83 | 0.46 | 2.25 | 1.01 | 1.46 | 10 | 6.1811 | 4.8819 | 2.4409 | 084738107576 | 08473810757 | https://www.hammondvalve.com/wp-content/uploads/spec-sheets/8901.pdf | https://www.hammondvalve.com/wp-content/uploads/ioms/TwoPieceThreadedBallValveIOM.pdf |  | 01/01/04
BV0722 | 8901010014 |  | 8901 | 890101 | 1/4 | AK | 0.25 | BALL VALVE,2 PC,BRASS BODY,600 WOG,THREADED ENDS,FULL PORT | 62.83 | 0.3 | 1.87 | 0.89 | 1.42 | 10 | 5.0787 | 4.6457 | 2.1654 | 084738117834 | 08473811783 | https://www.hammondvalve.com/wp-content/uploads/spec-sheets/8901.pdf | https://www.hammondvalve.com/wp-content/uploads/ioms/TwoPieceThreadedBallValveIOM.pdf |  | 01/01/04
BV0722 | 8901010034 |  | 8901 | 890101 | 3/4 | AK | 0.75 | BALL VALVE,2 PC,BRASS BODY,600 WOG,THREADED ENDS,FULL PORT | 87.49 | 0.84 | 1.31 | 1.26 | 4.35 | 6 | 6.1811 | 5.1969 | 2.9528 | 084738107583 | 08473810758 | https://www.hammondvalve.com/wp-content/uploads/spec-sheets/8901.pdf | https://www.hammondvalve.com/wp-content/uploads/ioms/TwoPieceThreadedBallValveIOM.pdf |  | 01/01/04
BV0722 | 8901010038 |  | 8901 | 890101 | 3/8 | AK | 0.375 | BALL VALVE,2 PC,BRASS BODY,600 WOG,THREADED ENDS,FULL PORT | 62.83 | 0.32 | 1.87 | 0.89 | 1.42 | 10 | 5.0787 | 4.6457 | 2.1654 | 084738107569 | 08473810756 | https://www.hammondvalve.com/wp-content/uploads/spec-sheets/8901.pdf | https://www.hammondvalve.com/wp-content/uploads/ioms/TwoPieceThreadedBallValveIOM.pdf |  | 01/01/04
BV0722 | 8901010100 |  | 8901 | 890101 | 1 | AK | 1 | BALL VALVE,2 PC,BRASS BODY,600 WOG,THREADED ENDS,FULL PORT | 147.96 | 1.2 | 3.06 | 1.5 | 2.1 | 6 | 6.1811 | 6.4567 | 3.5039 | 084738112945 | 08473811294 | https://www.hammondvalve.com/wp-content/uploads/spec-sheets/8901.pdf | https://www.hammondvalve.com/wp-content/uploads/ioms/TwoPieceThreadedBallValveIOM.pdf |  | 01/01/04
BV0722 | 8901010112 |  | 8901 | 890101 | 1 1/2 | AK | 1.5 | BALL VALVE,2 PC,BRASS BODY,600 WOG,THREADED ENDS,FULL PORT | 298.24 | 2.42 | 3.75 | 2 | 2.5 | 4 | 8.3465 | 5.8661 | 4.5669 | 084738112952 | 08473811295 | https://www.hammondvalve.com/wp-content/uploads/spec-sheets/8901.pdf | https://www.hammondvalve.com/wp-content/uploads/ioms/TwoPieceThreadedBallValveIOM.pdf |  | 01/01/04
BV0722 | 8901010114 |  | 8901 | 890101 | 1 1/4 | AK | 1.25 | BALL VALVE,2 PC,BRASS BODY,600 WOG,THREADED ENDS,FULL PORT | 237.32 | 1.74 | 3.5 | 1.76 | 2.33 | 4 | 7.6378 | 5.0787 | 4.2126 | 084738112969 | 08473811296 | https://www.hammondvalve.com/wp-content/uploads/spec-sheets/8901.pdf | https://www.hammondvalve.com/wp-content/uploads/ioms/TwoPieceThreadedBallValveIOM.pdf |  | 01/01/04
BV0722 | 8901010200 |  | 8901 | 890101 | 2 | AK | 2 | BALL VALVE,2 PC,BRASS BODY,600 WOG,THREADED ENDS,FULL PORT | 408.62 | 4.8 | 4.38 | 2.5 | 2.96 | 2 | 10.315 | 5.6693 | 3.5433 | 084738116592 | 08473811659 | https://www.hammondvalve.com/wp-content/uploads/spec-sheets/8901.pdf | https://www.hammondvalve.com/wp-content/uploads/ioms/TwoPieceThreadedBallValveIOM.pdf |  | 01/01/04
BV0722 | 8901010212 |  | 8901 | 890101 | 2 1/2 | AK | 2.5 | BALL VALVE,2 PC,BRASS BODY,600 WOG,THREADED ENDS,FULL PORT | 1584.41 | 8.5 | 5.16 | 2.98 | 3.94 | 1 | 10.8268 | 6.4961 | 4.3307 | 084738117841 | 08473811784 | https://www.hammondvalve.com/wp-content/uploads/spec-sheets/8901.pdf | https://www.hammondvalve.com/wp-content/uploads/ioms/TwoPieceThreadedBallValveIOM.pdf |  | 01/01/04
BV0722 | 8901010300 |  | 8901 | 890101 | 3 | AK | 3 | BALL VALVE,2 PC,BRASS BODY,600 WOG,THREADED ENDS,FULL PORT | 2322.38 | 11.86 | 6 | 3.45 | 4.37 | 1 | 11.4173 | 6.8898 | 5 | 084738117858 | 08473811785 | https://www.hammondvalve.com/wp-content/uploads/spec-sheets/8901.pdf | https://www.hammondvalve.com/wp-content/uploads/ioms/TwoPieceThreadedBallValveIOM.pdf |  | 01/01/04
BV0722 | 8901020012 |  | 8901 | 890102 | 1/2 | AK | 0.5 | BALL VALVE,2 PC,BRASS BODY,600 WOG,THREADED ENDS,FULL PORT,W/MEM STOP | 75.1 | 0.32 | 2.25 | 1.01 | 1.46 | 10 |  |  |  | 084738123453 | 08473812345 | https://www.hammondvalve.com/wp-content/uploads/spec-sheets/8901.pdf | https://www.hammondvalve.com/wp-content/uploads/ioms/TwoPieceThreadedBallValveIOM.pdf |  | 01/01/04
BV0722 | 8901020014 |  | 8901 | 890102 | 1/4 | AK | 0.25 | BALL VALVE,2 PC,BRASS BODY,600 WOG,THREADED ENDS,FULL PORT,W/MEM STOP | 75.1 | 0.31 | 1.87 | 0.89 | 1.42 | 10 |  |  |  | 084738123460 | 08473812346 | https://www.hammondvalve.com/wp-content/uploads/spec-sheets/8901.pdf | https://www.hammondvalve.com/wp-content/uploads/ioms/TwoPieceThreadedBallValveIOM.pdf |  | 01/01/04
BV0722 | 8901020034 |  | 8901 | 890102 | 3/4 | AK | 0.75 | BALL VALVE,2 PC,BRASS BODY,600 WOG,THREADED ENDS,FULL PORT,W/MEM STOP | 100.65 | 0.9 | 1.31 | 1.26 | 4.35 | 1 |  |  |  | 084738123477 | 08473812347 | https://www.hammondvalve.com/wp-content/uploads/spec-sheets/8901.pdf | https://www.hammondvalve.com/wp-content/uploads/ioms/TwoPieceThreadedBallValveIOM.pdf |  | 01/01/04
BV0722 | 8901020038 |  | 8901 | 890102 | 3/8 | AK | 0.375 | BALL VALVE,2 PC,BRASS BODY,600 WOG,THREADED ENDS,FULL PORT,W/MEM STOP | 75.1 | 0.31 | 1.87 | 0.89 | 1.42 | 10 |  |  |  | 084738123484 | 08473812348 | https://www.hammondvalve.com/wp-content/uploads/spec-sheets/8901.pdf | https://www.hammondvalve.com/wp-content/uploads/ioms/TwoPieceThreadedBallValveIOM.pdf |  | 01/01/04
BV0722 | 8901020100 |  | 8901 | 890102 | 1 | AK | 1 | BALL VALVE,2 PC,BRASS BODY,600 WOG,THREADED ENDS,FULL PORT,W/MEM STOP | 161.12 | 1.27 | 3.06 | 1.5 | 2.1 | 1 |  |  |  | 084738123491 | 08473812349 | https://www.hammondvalve.com/wp-content/uploads/spec-sheets/8901.pdf | https://www.hammondvalve.com/wp-content/uploads/ioms/TwoPieceThreadedBallValveIOM.pdf |  | 01/01/04
BV0722 | 8901020112 |  | 8901 | 890102 | 1 1/2 | AK | 1.5 | BALL VALVE,2 PC,BRASS BODY,600 WOG,THREADED ENDS,FULL PORT,W/MEM STOP | 311.44 | 2.83 | 3.75 | 2 | 2.5 | 1 |  |  |  | 084738123507 | 08473812350 | https://www.hammondvalve.com/wp-content/uploads/spec-sheets/8901.pdf | https://www.hammondvalve.com/wp-content/uploads/ioms/TwoPieceThreadedBallValveIOM.pdf |  | 01/01/04
BV0722 | 8901020114 |  | 8901 | 890102 | 1 1/4 | AK | 1.25 | BALL VALVE,2 PC,BRASS BODY,600 WOG,THREADED ENDS,FULL PORT,W/MEM STOP | 250.5 | 2.11 | 3.5 | 1.76 | 2.33 | 1 |  |  |  | 084738123514 | 08473812351 | https://www.hammondvalve.com/wp-content/uploads/spec-sheets/8901.pdf | https://www.hammondvalve.com/wp-content/uploads/ioms/TwoPieceThreadedBallValveIOM.pdf |  | 01/01/04
BV0722 | 8901020200 |  | 8901 | 890102 | 2 | AK | 2 | BALL VALVE,2 PC,BRASS BODY,600 WOG,THREADED ENDS,FULL PORT,W/MEM STOP | 425.11 | 5.95 | 4.38 | 2.5 | 2.96 | 2 |  |  |  | 084738123521 | 08473812352 | https://www.hammondvalve.com/wp-content/uploads/spec-sheets/8901.pdf | https://www.hammondvalve.com/wp-content/uploads/ioms/TwoPieceThreadedBallValveIOM.pdf |  | 01/01/04
BV0722 | 8901030012 |  | 8901 | 890103 | 1/2 | AK | 0.5 | BALL VALVE,2 PC,BRASS BODY,600 WOG,THREADED ENDS,FULL PORT,W/T-HANDLE | 77.68 | 0.44 | 2.25 | 1.01 | 1.46 | 10 | 6.1811 | 4.8819 | 2.4409 | 084738123538 | 08473812353 | https://www.hammondvalve.com/wp-content/uploads/spec-sheets/8901.pdf | https://www.hammondvalve.com/wp-content/uploads/ioms/TwoPieceThreadedBallValveIOM.pdf |  | 01/01/04
BV0722 | 8901030014 |  | 8901 | 890103 | 1/4 | AK | 0.25 | BALL VALVE,2 PC,BRASS BODY,600 WOG,THREADED ENDS,FULL PORT,W/T-HANDLE | 77.68 | 0.34 | 1.87 | 0.89 | 1.42 | 10 | 5.0787 | 4.6457 | 2.1654 | 084738123545 | 08473812354 | https://www.hammondvalve.com/wp-content/uploads/spec-sheets/8901.pdf | https://www.hammondvalve.com/wp-content/uploads/ioms/TwoPieceThreadedBallValveIOM.pdf |  | 01/01/04
BV0722 | 8901030034 |  | 8901 | 890103 | 3/4 | AK | 0.75 | BALL VALVE,2 PC,BRASS BODY,600 WOG,THREADED ENDS,FULL PORT,W/T-HANDLE | 102.32 | 0.82 | 1.31 | 1.26 | 4.35 | 6 | 6.1811 | 5.1969 | 2.9528 | 084738123552 | 08473812355 | https://www.hammondvalve.com/wp-content/uploads/spec-sheets/8901.pdf | https://www.hammondvalve.com/wp-content/uploads/ioms/TwoPieceThreadedBallValveIOM.pdf |  | 01/01/04
BV0722 | 8901030038 |  | 8901 | 890103 | 3/8 | AK | 0.375 | BALL VALVE,2 PC,BRASS BODY,600 WOG,THREADED ENDS,FULL PORT,W/T-HANDLE | 77.68 | 0.3 | 1.87 | 0.89 | 1.42 | 10 | 5.0787 | 4.6457 | 2.1654 | 084738123569 | 08473812356 | https://www.hammondvalve.com/wp-content/uploads/spec-sheets/8901.pdf | https://www.hammondvalve.com/wp-content/uploads/ioms/TwoPieceThreadedBallValveIOM.pdf |  | 01/01/04
BV0722 | 8901030100 |  | 8901 | 890103 | 1 | AK | 1 | BALL VALVE,2 PC,BRASS BODY,600 WOG,THREADED ENDS,FULL PORT,W/T-HANDLE | 162.8 | 1.18 | 3.06 | 1.5 | 2.1 | 6 | 6.1811 | 6.4567 | 3.5039 | 084738123576 | 08473812357 | https://www.hammondvalve.com/wp-content/uploads/spec-sheets/8901.pdf | https://www.hammondvalve.com/wp-content/uploads/ioms/TwoPieceThreadedBallValveIOM.pdf |  | 01/01/04
BV0722 | 8901030112 |  | 8901 | 890103 | 1 1/2 | AK | 1.5 | BALL VALVE,2 PC,BRASS BODY,600 WOG,THREADED ENDS,FULL PORT,W/T-HANDLE | 313.07 | 2.42 | 3.75 | 2 | 2.5 | 4 | 8.3465 | 5.8661 | 4.5669 | 084738119333 | 08473811933 | https://www.hammondvalve.com/wp-content/uploads/spec-sheets/8901.pdf | https://www.hammondvalve.com/wp-content/uploads/ioms/TwoPieceThreadedBallValveIOM.pdf |  | 01/01/04
BV0722 | 8901030114 |  | 8901 | 890103 | 1 1/4 | AK | 1.25 | BALL VALVE,2 PC,BRASS BODY,600 WOG,THREADED ENDS,FULL PORT,W/T-HANDLE | 252.17 | 1.79 | 3.5 | 1.76 | 2.33 | 4 | 7.6378 | 5.0787 | 4.2126 | 084738119340 | 08473811934 | https://www.hammondvalve.com/wp-content/uploads/spec-sheets/8901.pdf | https://www.hammondvalve.com/wp-content/uploads/ioms/TwoPieceThreadedBallValveIOM.pdf |  | 01/01/04
BV0722 | 8901040012 |  | 8901 | 890104 | 1/2 | AK | 0.5 | BALL VALVE,2 PC,BRASS BODY,600 WOG,THREADED ENDS,FULL PORT,W/OVAL HANDLE | 98.6 | 0.5 | 2.25 | 1.01 | 1.46 | 1 |  |  |  | 084738119357 | 08473811935 | https://www.hammondvalve.com/wp-content/uploads/spec-sheets/8901.pdf | https://www.hammondvalve.com/wp-content/uploads/ioms/TwoPieceThreadedBallValveIOM.pdf |  | 01/01/04
BV0722 | 8901040014 |  | 8901 | 890104 | 1/4 | AK | 0.25 | BALL VALVE,2 PC,BRASS BODY,600 WOG,THREADED ENDS,FULL PORT,W/OVAL HANDLE | 98.6 | 0.3 | 1.87 | 0.89 | 1.42 | 1 |  |  |  | 084738119364 | 08473811936 | https://www.hammondvalve.com/wp-content/uploads/spec-sheets/8901.pdf | https://www.hammondvalve.com/wp-content/uploads/ioms/TwoPieceThreadedBallValveIOM.pdf |  | 01/01/04
BV0722 | 8901040034 |  | 8901 | 890104 | 3/4 | AK | 0.75 | BALL VALVE,2 PC,BRASS BODY,600 WOG,THREADED ENDS,FULL PORT,W/OVAL HANDLE | 123.27 | 1.07 | 1.31 | 1.26 | 4.35 | 1 |  |  |  | 084738119371 | 08473811937 | https://www.hammondvalve.com/wp-content/uploads/spec-sheets/8901.pdf | https://www.hammondvalve.com/wp-content/uploads/ioms/TwoPieceThreadedBallValveIOM.pdf |  | 01/01/04
BV0722 | 8901040038 |  | 8901 | 890104 | 3/8 | AK | 0.375 | BALL VALVE,2 PC,BRASS BODY,600 WOG,THREADED ENDS,FULL PORT,W/OVAL HANDLE | 98.6 | 0.38 | 1.87 | 0.89 | 1.42 | 1 |  |  |  | 084738119388 | 08473811938 | https://www.hammondvalve.com/wp-content/uploads/spec-sheets/8901.pdf | https://www.hammondvalve.com/wp-content/uploads/ioms/TwoPieceThreadedBallValveIOM.pdf |  | 01/01/04
BV0722 | 8901040100 |  | 8901 | 890104 | 1 | AK | 1 | BALL VALVE,2 PC,BRASS BODY,600 WOG,THREADED ENDS,FULL PORT,W/OVAL HANDLE | 187.63 | 1.44 | 3.06 | 1.5 | 2.1 | 1 |  |  |  | 084738119395 | 08473811939 | https://www.hammondvalve.com/wp-content/uploads/spec-sheets/8901.pdf | https://www.hammondvalve.com/wp-content/uploads/ioms/TwoPieceThreadedBallValveIOM.pdf |  | 01/01/04
BV0722 | 8901040112 |  | 8901 | 890104 | 1 1/2 | AK | 1.5 | BALL VALVE,2 PC,BRASS BODY,600 WOG,THREADED ENDS,FULL PORT,W/OVAL HANDLE | 345.87 | 2.42 | 3.75 | 2 | 2.5 | 1 |  |  |  | 084738121763 | 08473812176 | https://www.hammondvalve.com/wp-content/uploads/spec-sheets/8901.pdf | https://www.hammondvalve.com/wp-content/uploads/ioms/TwoPieceThreadedBallValveIOM.pdf |  | 01/01/04
BV0722 | 8901040114 |  | 8901 | 890104 | 1 1/4 | AK | 1.25 | BALL VALVE,2 PC,BRASS BODY,600 WOG,THREADED ENDS,FULL PORT,W/OVAL HANDLE | 276.99 | 1.2 | 3.5 | 1.76 | 2.33 | 12 |  |  |  | 084738121770 | 08473812177 | https://www.hammondvalve.com/wp-content/uploads/spec-sheets/8901.pdf | https://www.hammondvalve.com/wp-content/uploads/ioms/TwoPieceThreadedBallValveIOM.pdf |  | 01/01/04
BV0722 | 8901060012 |  | 8901 | 890106 | 1/2 | AK | 0.5 | BALL VALVE,2 PC,BRASS BODY,600 WOG,THREADED ENDS,FULL PORT,W/STEM EXT. | 101.02 | 0.56 | 2.25 | 1.01 | 4.46 | 10 |  |  |  | 084738122074 | 08473812207 | https://www.hammondvalve.com/wp-content/uploads/spec-sheets/8901.pdf | https://www.hammondvalve.com/wp-content/uploads/ioms/TwoPieceThreadedBallValveIOM.pdf |  | 01/01/04
BV0722 | 8901060014 |  | 8901 | 890106 | 1/4 | AK | 0.25 | BALL VALVE,2 PC,BRASS BODY,600 WOG,THREADED ENDS,FULL PORT,W/STEM EXT. | 101.02 | 0.425 | 2.25 | 1.01 | 4.46 | 6 | 6.8898 | 6.1024 | 2.5591 | 084738123583 | 08473812358 | https://www.hammondvalve.com/wp-content/uploads/spec-sheets/8901.pdf | https://www.hammondvalve.com/wp-content/uploads/ioms/TwoPieceThreadedBallValveIOM.pdf |  | 01/01/04
BV0722 | 8901060034 |  | 8901 | 890106 | 3/4 | AK | 0.75 | BALL VALVE,2 PC,BRASS BODY,600 WOG,THREADED ENDS,FULL PORT,W/STEM EXT. | 134.17 | 1.015 | 1.31 | 1.26 | 7.35 | 10 |  |  |  | 084738123590 | 08473812359 | https://www.hammondvalve.com/wp-content/uploads/spec-sheets/8901.pdf | https://www.hammondvalve.com/wp-content/uploads/ioms/TwoPieceThreadedBallValveIOM.pdf |  | 01/01/04
BV0722 | 8901060038 |  | 8901 | 890106 | 3/8 | AK | 0.375 | BALL VALVE,2 PC,BRASS BODY,600 WOG,THREADED ENDS,FULL PORT,W/STEM EXT. | 101.02 | 0 | 1.87 | 0.89 | 1.42 | 1 |  |  |  | 084738119234 | 08473811923 | https://www.hammondvalve.com/wp-content/uploads/spec-sheets/8901.pdf | https://www.hammondvalve.com/wp-content/uploads/ioms/TwoPieceThreadedBallValveIOM.pdf |  | 01/01/04
BV0722 | 8901060100 |  | 8901 | 890106 | 1 | AK | 1 | BALL VALVE,2 PC,BRASS BODY,600 WOG,THREADED ENDS,FULL PORT,W/STEM EXT. | 194.61 | 1.38 | 3.06 | 1.5 | 2.1 | 6 |  |  |  | 084738119241 | 08473811924 | https://www.hammondvalve.com/wp-content/uploads/spec-sheets/8901.pdf | https://www.hammondvalve.com/wp-content/uploads/ioms/TwoPieceThreadedBallValveIOM.pdf |  | 01/01/04
BV0722 | 8901060112 |  | 8901 | 890106 | 1 1/2 | AK | 1.5 | BALL VALVE,2 PC,BRASS BODY,600 WOG,THREADED ENDS,FULL PORT,W/STEM EXT. | 344.91 | 2.995 | 3.75 | 2 | 5.52 | 4 |  |  |  | 084738119258 | 08473811925 | https://www.hammondvalve.com/wp-content/uploads/spec-sheets/8901.pdf | https://www.hammondvalve.com/wp-content/uploads/ioms/TwoPieceThreadedBallValveIOM.pdf |  | 01/01/04
BV0722 | 8901060114 |  | 8901 | 890106 | 1 1/4 | AK | 1.25 | BALL VALVE,2 PC,BRASS BODY,600 WOG,THREADED ENDS,FULL PORT,W/STEM EXT. | 283.97 | 2.31 | 3.5 | 1.76 | 5.33 | 4 |  |  |  | 084738119265 | 08473811926 | https://www.hammondvalve.com/wp-content/uploads/spec-sheets/8901.pdf | https://www.hammondvalve.com/wp-content/uploads/ioms/TwoPieceThreadedBallValveIOM.pdf |  | 01/01/04
BV0722 | 8901060200 |  | 8901 | 890106 | 2 | AK | 2 | BALL VALVE,2 PC,BRASS BODY,600 WOG,THREADED ENDS,FULL PORT,W/STEM EXT. | 472.33 | 5.675 | 4.38 | 2.5 | 5.96 | 5 |  |  |  | 084738119272 | 08473811927 | https://www.hammondvalve.com/wp-content/uploads/spec-sheets/8901.pdf | https://www.hammondvalve.com/wp-content/uploads/ioms/TwoPieceThreadedBallValveIOM.pdf |  | 01/01/04
BV0722 | 8901060212 |  | 8901 | 890106 | 2 1/2 | AK | 2.5 | BALL VALVE,2 PC,BRASS BODY,600 WOG,THREADED ENDS,FULL PORT,W/STEM EXT. | 1707.52 | 9.93 | 5.16 | 2.98 | 6.94 | 1 |  |  |  | 084738285021 | 08473828502 | https://www.hammondvalve.com/wp-content/uploads/spec-sheets/8901.pdf | https://www.hammondvalve.com/wp-content/uploads/ioms/TwoPieceThreadedBallValveIOM.pdf |  | 06/15/05
BV0722 | 8901060300 |  | 8901 | 890106 | 3 | AK | 3 | BALL VALVE,2 PC,BRASS BODY,600 WOG,THREADED ENDS,FULL PORT,W/STEM EXT. | 2445.5 | 11.86 | 6 | 3.45 | 7.37 | 1 |  |  |  | 084738285038 | 08473828503 | https://www.hammondvalve.com/wp-content/uploads/spec-sheets/8901.pdf | https://www.hammondvalve.com/wp-content/uploads/ioms/TwoPieceThreadedBallValveIOM.pdf |  | 06/15/05
BV0722 | 8901070012 |  | 8901 | 890107 | 1/2 | AK | 0.5 | BALL VALVE,2 PC,BRASS BODY,600 WOG,THREADED ENDS,FULL PORT,W/LOCKING LEVER | 92.46 | 0.46 | 2.25 | 1.01 | 1.46 | 10 | 6.1811 | 4.8819 | 2.4409 | 084738119289 | 08473811928 | https://www.hammondvalve.com/wp-content/uploads/spec-sheets/8901.pdf | https://www.hammondvalve.com/wp-content/uploads/ioms/TwoPieceThreadedBallValveIOM.pdf |  | 01/01/04
BV0722 | 8901070014 |  | 8901 | 890107 | 1/4 | AK | 0.25 | BALL VALVE,2 PC,BRASS BODY,600 WOG,THREADED ENDS,FULL PORT,W/LOCKING LEVER | 92.46 | 0.33 | 1.87 | 0.89 | 1.42 | 10 | 5.0787 | 4.6457 | 2.1654 | 084738119166 | 08473811916 | https://www.hammondvalve.com/wp-content/uploads/spec-sheets/8901.pdf | https://www.hammondvalve.com/wp-content/uploads/ioms/TwoPieceThreadedBallValveIOM.pdf |  | 01/01/04
BV0722 | 8901070034 |  | 8901 | 890107 | 3/4 | AK | 0.75 | BALL VALVE,2 PC,BRASS BODY,600 WOG,THREADED ENDS,FULL PORT,W/LOCKING LEVER | 127.14 | 0.9 | 1.31 | 1.26 | 4.35 | 6 | 6.1811 | 5.1969 | 2.9528 | 084738119173 | 08473811917 | https://www.hammondvalve.com/wp-content/uploads/spec-sheets/8901.pdf | https://www.hammondvalve.com/wp-content/uploads/ioms/TwoPieceThreadedBallValveIOM.pdf |  | 01/01/04
BV0722 | 8901070038 |  | 8901 | 890107 | 3/8 | AK | 0.375 | BALL VALVE,2 PC,BRASS BODY,600 WOG,THREADED ENDS,FULL PORT,W/LOCKING LEVER | 92.46 | 0.34 | 1.87 | 0.89 | 1.42 | 10 | 5.0787 | 4.6457 | 2.1654 | 084738119180 | 08473811918 | https://www.hammondvalve.com/wp-content/uploads/spec-sheets/8901.pdf | https://www.hammondvalve.com/wp-content/uploads/ioms/TwoPieceThreadedBallValveIOM.pdf |  | 01/01/04
BV0722 | 8901070100 |  | 8901 | 890107 | 1 | AK | 1 | BALL VALVE,2 PC,BRASS BODY,600 WOG,THREADED ENDS,FULL PORT,W/LOCKING LEVER | 207.4 | 1.24 | 3.06 | 1.5 | 2.1 | 6 | 6.1811 | 6.4567 | 3.5039 | 084738119296 | 08473811929 | https://www.hammondvalve.com/wp-content/uploads/spec-sheets/8901.pdf | https://www.hammondvalve.com/wp-content/uploads/ioms/TwoPieceThreadedBallValveIOM.pdf |  | 01/01/04
BV0722 | 8901070112 |  | 8901 | 890107 | 1 1/2 | AK | 1.5 | BALL VALVE,2 PC,BRASS BODY,600 WOG,THREADED ENDS,FULL PORT,W/LOCKING LEVER | 376.35 | 2.46 | 3.75 | 2 | 2.52 | 4 | 8.3465 | 5.8661 | 4.5669 | 084738119227 | 08473811922 | https://www.hammondvalve.com/wp-content/uploads/spec-sheets/8901.pdf | https://www.hammondvalve.com/wp-content/uploads/ioms/TwoPieceThreadedBallValveIOM.pdf |  | 01/01/04
BV0722 | 8901070114 |  | 8901 | 890107 | 1 1/4 | AK | 1.25 | BALL VALVE,2 PC,BRASS BODY,600 WOG,THREADED ENDS,FULL PORT,W/LOCKING LEVER | 315.38 | 1.8 | 3.5 | 1.76 | 2.33 | 4 | 7.6378 | 5.0787 | 4.2126 | 084738119302 | 08473811930 | https://www.hammondvalve.com/wp-content/uploads/spec-sheets/8901.pdf | https://www.hammondvalve.com/wp-content/uploads/ioms/TwoPieceThreadedBallValveIOM.pdf |  | 01/01/04
BV0722 | 8901070200 |  | 8901 | 890107 | 2 | AK | 2 | BALL VALVE,2 PC,BRASS BODY,600 WOG,THREADED ENDS,FULL PORT,W/LOCKING LEVER | 486.69 | 4.96 | 4.38 | 2.5 | 2.96 | 2 | 10.315 | 5.6693 | 3.5433 | 084738119319 | 08473811931 | https://www.hammondvalve.com/wp-content/uploads/spec-sheets/8901.pdf | https://www.hammondvalve.com/wp-content/uploads/ioms/TwoPieceThreadedBallValveIOM.pdf |  | 01/01/04
BV0722 | 8901070212 |  | 8901 | 890107 | 2 1/2 | AK | 2.5 | BALL VALVE,2 PC,BRASS BODY,600 WOG,THREADED ENDS,FULL PORT,W/LOCKING HANDLE | 1662.55 | 8.47 | 5.16 | 2.98 | 3.94 | 3 | 19.4375 | 9 | 3.875 | 084738137337 | 08473813733 | https://www.hammondvalve.com/wp-content/uploads/spec-sheets/8901.pdf | https://www.hammondvalve.com/wp-content/uploads/ioms/TwoPieceThreadedBallValveIOM.pdf |  | 07/08/03
BV0722 | 8901070300 |  | 8901 | 890107 | 3 | AK | 3 | BALL VALVE,2 PC,BRASS BODY,600 WOG,THREADED ENDS,FULL PORT,W/LOCKING LEVER | 2400.51 | 12.42 | 6 | 3.45 | 4.37 | 2 | 13.565 | 8.9375 | 4.8125 | 084738137344 | 08473813734 | https://www.hammondvalve.com/wp-content/uploads/spec-sheets/8901.pdf | https://www.hammondvalve.com/wp-content/uploads/ioms/TwoPieceThreadedBallValveIOM.pdf |  | 07/08/03
BV0722 | 8901080012 |  | 8901 | 890108 | 1/2 | AK | 0.5 | BALL VALVE,2 PC,BRASS BODY,600 WOG,THREADED ENDS,FULL PORT,W/SS LEVER | 90.72 | 0.445 | 2.25 | 1.01 | 1.46 | 10 |  |  |  | 084738119203 | 08473811920 | https://www.hammondvalve.com/wp-content/uploads/spec-sheets/8901.pdf | https://www.hammondvalve.com/wp-content/uploads/ioms/TwoPieceThreadedBallValveIOM.pdf |  | 01/01/04
BV0722 | 8901080014 |  | 8901 | 890108 | 1/4 | AK | 0.25 | BALL VALVE,2 PC,BRASS BODY,600 WOG,THREADED ENDS,FULL PORT,W/SS LEVER | 90.72 | 0.36 | 1.87 | 0.89 | 1.42 | 10 |  |  |  | 084738121664 | 08473812166 | https://www.hammondvalve.com/wp-content/uploads/spec-sheets/8901.pdf | https://www.hammondvalve.com/wp-content/uploads/ioms/TwoPieceThreadedBallValveIOM.pdf |  | 01/01/04
BV0722 | 8901080034 |  | 8901 | 890108 | 3/4 | AK | 0.75 | BALL VALVE,2 PC,BRASS BODY,600 WOG,THREADED ENDS,FULL PORT,W/SS LEVER | 115.38 | 0.84 | 1.31 | 1.26 | 4.35 | 6 |  |  |  | 084738121787 | 08473812178 | https://www.hammondvalve.com/wp-content/uploads/spec-sheets/8901.pdf | https://www.hammondvalve.com/wp-content/uploads/ioms/TwoPieceThreadedBallValveIOM.pdf |  | 01/01/04
BV0722 | 8901080038 |  | 8901 | 890108 | 3/8 | AK | 0.375 | BALL VALVE,2 PC,BRASS BODY,600 WOG,THREADED ENDS,FULL PORT,W/SS LEVER | 90.72 | 0.33 | 1.87 | 0.89 | 1.42 | 12 |  |  |  | 084738119210 | 08473811921 | https://www.hammondvalve.com/wp-content/uploads/spec-sheets/8901.pdf | https://www.hammondvalve.com/wp-content/uploads/ioms/TwoPieceThreadedBallValveIOM.pdf |  | 01/01/04
BV0722 | 8901080100 |  | 8901 | 890108 | 1 | AK | 1 | BALL VALVE,2 PC,BRASS BODY,600 WOG,THREADED ENDS,FULL PORT,W/SS LEVER | 175.85 | 1.18 | 3.06 | 1.5 | 2.1 | 6 |  |  |  | 084738119326 | 08473811932 | https://www.hammondvalve.com/wp-content/uploads/spec-sheets/8901.pdf | https://www.hammondvalve.com/wp-content/uploads/ioms/TwoPieceThreadedBallValveIOM.pdf |  | 01/01/04
BV0722 | 8901080112 |  | 8901 | 890108 | 1 1/2 | AK | 1.5 | BALL VALVE,2 PC,BRASS BODY,600 WOG,THREADED ENDS,FULL PORT,W/SS LEVER | 335.47 | 2.16 | 3.75 | 2 | 2.52 | 4 |  |  |  | 084738121374 | 08473812137 | https://www.hammondvalve.com/wp-content/uploads/spec-sheets/8901.pdf | https://www.hammondvalve.com/wp-content/uploads/ioms/TwoPieceThreadedBallValveIOM.pdf |  | 01/01/04
BV0722 | 8901080114 |  | 8901 | 890108 | 1 1/4 | AK | 1.25 | BALL VALVE,2 PC,BRASS BODY,600 WOG,THREADED ENDS,FULL PORT,W/SS LEVER | 295.62 | 1.66 | 3.5 | 1.76 | 2.33 | 6 |  |  |  | 084738123705 | 08473812370 | https://www.hammondvalve.com/wp-content/uploads/spec-sheets/8901.pdf | https://www.hammondvalve.com/wp-content/uploads/ioms/TwoPieceThreadedBallValveIOM.pdf |  | 01/01/04
BV0722 | 8901080200 |  | 8901 | 890108 | 2 | AK | 2 | BALL VALVE,2 PC,BRASS BODY,600 WOG,THREADED ENDS,FULL PORT,W/SS LEVER | 445.84 | 4.44 | 4.38 | 2.5 | 2.96 | 4 |  |  |  | 084738121381 | 08473812138 | https://www.hammondvalve.com/wp-content/uploads/spec-sheets/8901.pdf | https://www.hammondvalve.com/wp-content/uploads/ioms/TwoPieceThreadedBallValveIOM.pdf |  | 01/01/04
BV0722 | 8901160012 |  | 8901 | 890116 | 1/2 | AK | 0.5 | BALL VALVE,2 PC,BRASS BODY,600 WOG,THREADED ENDS,FULL PORT,W/INSULATOR HANDLE | 142.09 | 0 | 2.25 | 1.01 | 3.23 | 1 |  |  |  | 084738293552 | 08473829355 | https://www.hammondvalve.com/wp-content/uploads/spec-sheets/8901.pdf | https://www.hammondvalve.com/wp-content/uploads/ioms/TwoPieceThreadedBallValveIOM.pdf |  | 06/26/14
BV0722 | 8901160014 |  | 8901 | 890116 | 1/4 | AK | 0.25 | BALL VALVE,2 PC,BRASS BODY,600 WOG,THREADED ENDS,FULL PORT,W/INSULATOR HANDLE | 142.09 | 0 | 1.87 | 0.89 | 1.42 | 1 |  |  |  | 084738293569 | 08473829356 | https://www.hammondvalve.com/wp-content/uploads/spec-sheets/8901.pdf | https://www.hammondvalve.com/wp-content/uploads/ioms/TwoPieceThreadedBallValveIOM.pdf |  | 06/04/14
BV0722 | 8901160034 |  | 8901 | 890116 | 3/4 | AK | 0.75 | BALL VALVE,2 PC,BRASS BODY,600 WOG,THREADED ENDS,FULL PORT,W/INSULATOR HANDLE | 166.77 | 0 | 1.31 | 1.26 | 4.35 | 1 |  |  |  | 084738293576 | 08473829357 | https://www.hammondvalve.com/wp-content/uploads/spec-sheets/8901.pdf | https://www.hammondvalve.com/wp-content/uploads/ioms/TwoPieceThreadedBallValveIOM.pdf |  | 06/04/14
BV0722 | 8901160038 |  | 8901 | 890116 | 3/8 | AK | 0.375 | BALL VALVE,2 PC,BRASS BODY,600 WOG,THREADED ENDS,FULL PORT,W/INSULATOR HANDLE | 142.09 | 0 | 1.87 | 0.89 | 1.42 | 1 |  |  |  | 084738293583 | 08473829358 | https://www.hammondvalve.com/wp-content/uploads/spec-sheets/8901.pdf | https://www.hammondvalve.com/wp-content/uploads/ioms/TwoPieceThreadedBallValveIOM.pdf |  | 06/04/14
BV0722 | 8901160100 |  | 8901 | 890116 | 1 | AK | 1 | BALL VALVE,2 PC,BRASS BODY,600 WOG,THREADED ENDS,FULL PORT,W/INSULATOR HANDLE | 227.18 | 0 | 3.06 | 1.5 | 2.1 | 1 |  |  |  | 084738293590 | 08473829359 | https://www.hammondvalve.com/wp-content/uploads/spec-sheets/8901.pdf | https://www.hammondvalve.com/wp-content/uploads/ioms/TwoPieceThreadedBallValveIOM.pdf |  | 06/04/14
BV0722 | 8901160112 |  | 8901 | 890116 | 1 1/2 | AK | 1.5 | BALL VALVE,2 PC,BRASS BODY,600 WOG,THREADED ENDS,FULL PORT,W/INSULATOR HANDLE | 412.18 | 0 | 3.75 | 2 | 2.5 | 1 |  |  |  | 084738293606 | 08473829360 | https://www.hammondvalve.com/wp-content/uploads/spec-sheets/8901.pdf | https://www.hammondvalve.com/wp-content/uploads/ioms/TwoPieceThreadedBallValveIOM.pdf |  | 06/04/14
BV0722 | 8901160114 |  | 8901 | 890116 | 1 1/4 | AK | 1.25 | BALL VALVE,2 PC,BRASS BODY,600 WOG,THREADED ENDS,FULL PORT,W/INSULATOR HANDLE | 351.24 | 0 | 3.5 | 1.76 | 2.33 | 1 |  |  |  | 084738293613 | 08473829361 | https://www.hammondvalve.com/wp-content/uploads/spec-sheets/8901.pdf | https://www.hammondvalve.com/wp-content/uploads/ioms/TwoPieceThreadedBallValveIOM.pdf |  | 06/04/14
BV0722 | 8901160200 |  | 8901 | 890116 | 2 | AK | 2 | BALL VALVE,2 PC,BRASS BODY,600 WOG,THREADED ENDS,FULL PORT,W/INSULATOR HANDLE | 522.55 | 0 | 4.38 | 2.5 | 2.96 | 1 |  |  |  | 084738293620 | 08473829362 | https://www.hammondvalve.com/wp-content/uploads/spec-sheets/8901.pdf | https://www.hammondvalve.com/wp-content/uploads/ioms/TwoPieceThreadedBallValveIOM.pdf |  | 06/04/14
BV0722 | 8911010012 |  | 8911 | 891101 | 1/2 | AK | 0.5 | BALL VALVE,2 PC,BRASS BODY,600 WOG,SOLDER ENDS,FULL PORT | 62.83 | 0.38 | 2.28 | 1 | 1.46 | 10 | 6.1811 | 4.8819 | 2.4409 | 084738112976 | 08473811297 | https://www.hammondvalve.com/wp-content/uploads/spec-sheets/8911.pdf | https://www.hammondvalve.com/wp-content/uploads/ioms/TwoPieceSolderBallValveIOM.pdf |  | 01/01/04
BV0722 | 8911010034 |  | 8911 | 891101 | 3/4 | AK | 0.75 | BALL VALVE,2 PC,BRASS BODY,600 WOG,SOLDER ENDS,FULL PORT | 87.49 | 0.76 | 3.1 | 1.26 | 1.93 | 6 | 6.6142 | 5.1969 | 2.9528 | 084738112983 | 08473811298 | https://www.hammondvalve.com/wp-content/uploads/spec-sheets/8911.pdf | https://www.hammondvalve.com/wp-content/uploads/ioms/TwoPieceSolderBallValveIOM.pdf |  | 01/01/04
BV0722 | 8911010100 |  | 8911 | 891101 | 1 | AK | 1 | BALL VALVE,2 PC,BRASS BODY,600 WOG,SOLDER ENDS,FULL PORT | 147.96 | 1.1 | 3.56 | 1.5 | 2.1 | 6 | 7.4409 | 6.4173 | 3.3465 | 084738112990 | 08473811299 | https://www.hammondvalve.com/wp-content/uploads/spec-sheets/8911.pdf | https://www.hammondvalve.com/wp-content/uploads/ioms/TwoPieceSolderBallValveIOM.pdf |  | 01/01/04
BV0722 | 8911010112 |  | 8911 | 891101 | 1 1/2 | AK | 1.5 | BALL VALVE,2 PC,BRASS BODY,600 WOG,SOLDER ENDS,FULL PORT | 298.24 | 2.3 | 4.64 | 2 | 2.52 | 4 | 9.3307 | 5.8661 | 4.0158 | 084738113003 | 08473811300 | https://www.hammondvalve.com/wp-content/uploads/spec-sheets/8911.pdf | https://www.hammondvalve.com/wp-content/uploads/ioms/TwoPieceSolderBallValveIOM.pdf |  | 01/01/04
BV0722 | 8911010114 |  | 8911 | 891101 | 1 1/4 | AK | 1.25 | BALL VALVE,2 PC,BRASS BODY,600 WOG,SOLDER ENDS,FULL PORT | 237.32 | 1.6 | 4.13 | 1.76 | 2.33 | 4 | 8.4252 | 5.0787 | 4.0158 | 084738113010 | 08473811301 | https://www.hammondvalve.com/wp-content/uploads/spec-sheets/8911.pdf | https://www.hammondvalve.com/wp-content/uploads/ioms/TwoPieceSolderBallValveIOM.pdf |  | 01/01/04
BV0722 | 8911010200 |  | 8911 | 891101 | 2 | AK | 2 | BALL VALVE,2 PC,BRASS BODY,600 WOG,SOLDER ENDS,FULL PORT | 408.62 | 0.42 | 5.75 | 2.5 | 2.96 | 2 | 11.5354 | 5.748 | 3.1496 | 084738113027 | 08473811302 | https://www.hammondvalve.com/wp-content/uploads/spec-sheets/8911.pdf | https://www.hammondvalve.com/wp-content/uploads/ioms/TwoPieceSolderBallValveIOM.pdf |  | 01/01/04
BV0722 | 8911010212 |  | 8911 | 891101 | 2 1/2 | AK | 2.5 | BALL VALVE,2 PC,BRASS BODY,600 WOG,SOLDER ENDS,FULL PORT | 1584.41 | 9.92 | 7.25 | 2.98 | 3.94 | 1 | 11.9685 | 6.4173 | 4.6063 | 084738134558 | 08473813455 | https://www.hammondvalve.com/wp-content/uploads/spec-sheets/8911.pdf | https://www.hammondvalve.com/wp-content/uploads/ioms/TwoPieceSolderBallValveIOM.pdf |  | 01/01/04
BV0722 | 8911010300 |  | 8911 | 891101 | 3 | AK | 3 | BALL VALVE,2 PC,BRASS BODY,600 WOG,SOLDER ENDS,FULL PORT | 2322.38 | 14.48 | 8.25 | 3.45 | 4.37 | 1 | 12.6378 | 7.126 | 5.315 | 084738134565 | 08473813456 | https://www.hammondvalve.com/wp-content/uploads/spec-sheets/8911.pdf | https://www.hammondvalve.com/wp-content/uploads/ioms/TwoPieceSolderBallValveIOM.pdf |  | 01/01/04
BV0722 | 8911020012 |  | 8911 | 891102 | 1/2 | AK | 0.5 | BALL VALVE,2 PC,BRASS BODY,600 WOG,SOLDER ENDS,FULL PORT,W/MEM STOP | 75.1 | 0.42 | 2.28 | 1 | 1.46 | 1 |  |  |  | 084738119944 | 08473811994 | https://www.hammondvalve.com/wp-content/uploads/spec-sheets/8911.pdf | https://www.hammondvalve.com/wp-content/uploads/ioms/TwoPieceSolderBallValveIOM.pdf |  | 01/01/04
BV0722 | 8911020034 |  | 8911 | 891102 | 3/4 | AK | 0.75 | BALL VALVE,2 PC,BRASS BODY,600 WOG,SOLDER ENDS,FULL PORT,W/MEM STOP | 100.65 | 0.78 | 3.1 | 1.26 | 1.93 | 6 |  |  |  | 084738119951 | 08473811995 | https://www.hammondvalve.com/wp-content/uploads/spec-sheets/8911.pdf | https://www.hammondvalve.com/wp-content/uploads/ioms/TwoPieceSolderBallValveIOM.pdf |  | 01/01/04
BV0722 | 8911020100 |  | 8911 | 891102 | 1 | AK | 1 | BALL VALVE,2 PC,BRASS BODY,600 WOG,SOLDER ENDS,FULL PORT,W/MEM STOP | 161.12 | 1.2 | 3.56 | 1.5 | 2.1 | 1 |  |  |  | 084738119968 | 08473811996 | https://www.hammondvalve.com/wp-content/uploads/spec-sheets/8911.pdf | https://www.hammondvalve.com/wp-content/uploads/ioms/TwoPieceSolderBallValveIOM.pdf |  | 01/01/04
BV0722 | 8911020112 |  | 8911 | 891102 | 1 1/2 | AK | 1.5 | BALL VALVE,2 PC,BRASS BODY,600 WOG,SOLDER ENDS,FULL PORT,W/MEM STOP | 314.74 | 2.36 | 4.64 | 2 | 2.52 | 1 |  |  |  | 084738120117 | 08473812011 | https://www.hammondvalve.com/wp-content/uploads/spec-sheets/8911.pdf | https://www.hammondvalve.com/wp-content/uploads/ioms/TwoPieceSolderBallValveIOM.pdf |  | 01/01/04
BV0722 | 8911020114 |  | 8911 | 891102 | 1 1/4 | AK | 1.25 | BALL VALVE,2 PC,BRASS BODY,600 WOG,SOLDER ENDS,FULL PORT,W/MEM STOP | 250.5 | 1.9 | 4.13 | 1.76 | 2.33 | 1 |  |  |  | 084738120124 | 08473812012 | https://www.hammondvalve.com/wp-content/uploads/spec-sheets/8911.pdf | https://www.hammondvalve.com/wp-content/uploads/ioms/TwoPieceSolderBallValveIOM.pdf |  | 01/01/04
BV0722 | 8911020200 |  | 8911 | 891102 | 2 | AK | 2 | BALL VALVE,2 PC,BRASS BODY,600 WOG,SOLDER ENDS,FULL PORT,W/MEM STOP | 425.11 | 4.58 | 5.75 | 2.5 | 2.96 | 4 |  |  |  | 084738120100 | 08473812010 | https://www.hammondvalve.com/wp-content/uploads/spec-sheets/8911.pdf | https://www.hammondvalve.com/wp-content/uploads/ioms/TwoPieceSolderBallValveIOM.pdf |  | 01/01/04
BV0722 | 8911030012 |  | 8911 | 891103 | 1/2 | AK | 0.5 | BALL VALVE,2 PC,BRASS BODY,600 WOG,SOLDER ENDS,FULL PORT,W/T-HANDLE | 77.68 | 0.42 | 2.28 | 1 | 1.46 | 10 | 6.1811 | 4.8819 | 2.4409 | 084738121978 | 08473812197 | https://www.hammondvalve.com/wp-content/uploads/spec-sheets/8911.pdf | https://www.hammondvalve.com/wp-content/uploads/ioms/TwoPieceSolderBallValveIOM.pdf |  | 01/01/04
BV0722 | 8911030034 |  | 8911 | 891103 | 3/4 | AK | 0.75 | BALL VALVE,2 PC,BRASS BODY,600 WOG,SOLDER ENDS,FULL PORT,W/T-HANDLE | 102.32 | 0.8 | 3.1 | 1.26 | 1.93 | 6 | 6.6142 | 5.1969 | 2.9528 | 084738121985 | 08473812198 | https://www.hammondvalve.com/wp-content/uploads/spec-sheets/8911.pdf | https://www.hammondvalve.com/wp-content/uploads/ioms/TwoPieceSolderBallValveIOM.pdf |  | 01/01/04
BV0722 | 8911030100 |  | 8911 | 891103 | 1 | AK | 1 | BALL VALVE,2 PC,BRASS BODY,600 WOG,SOLDER ENDS,FULL PORT,W/T-HANDLE | 162.79 | 1.06 | 3.56 | 1.5 | 2.1 | 6 | 7.4409 | 6.4173 | 3.3465 | 084738121992 | 08473812199 | https://www.hammondvalve.com/wp-content/uploads/spec-sheets/8911.pdf | https://www.hammondvalve.com/wp-content/uploads/ioms/TwoPieceSolderBallValveIOM.pdf |  | 01/01/04
BV0722 | 8911030112 |  | 8911 | 891103 | 1 1/2 | AK | 1.5 | BALL VALVE,2 PC,BRASS BODY,600 WOG,SOLDER ENDS,FULL PORT,W/T-HANDLE | 313.07 | 2.36 | 4.64 | 2 | 2.52 | 4 | 9.3307 | 5.8661 | 4.0158 | 084738122005 | 08473812200 | https://www.hammondvalve.com/wp-content/uploads/spec-sheets/8911.pdf | https://www.hammondvalve.com/wp-content/uploads/ioms/TwoPieceSolderBallValveIOM.pdf |  | 01/01/04
BV0722 | 8911030114 |  | 8911 | 891103 | 1 1/4 | AK | 1.25 | BALL VALVE,2 PC,BRASS BODY,600 WOG,SOLDER ENDS,FULL PORT,W/T-HANDLE | 252.17 | 0.82 | 4.13 | 1.76 | 2.33 | 4 | 8.4252 | 5.0787 | 4.0158 | 084738122012 | 08473812201 | https://www.hammondvalve.com/wp-content/uploads/spec-sheets/8911.pdf | https://www.hammondvalve.com/wp-content/uploads/ioms/TwoPieceSolderBallValveIOM.pdf |  | 01/01/04
BV0722 | 8911060012 |  | 8911 | 891106 | 1/2 | AK | 0.5 | BALL VALVE,2 PC,BRASS BODY,600 WOG,SOLDER ENDS,FULL PORT,W/STEM EXT. | 101.02 | 0.495 | 2.28 | 1 | 4.46 | 10 |  |  |  | 084738117346 | 08473811734 | https://www.hammondvalve.com/wp-content/uploads/spec-sheets/8911.pdf | https://www.hammondvalve.com/wp-content/uploads/ioms/TwoPieceSolderBallValveIOM.pdf |  | 01/01/04
BV0722 | 8911060034 |  | 8911 | 891106 | 3/4 | AK | 0.75 | BALL VALVE,2 PC,BRASS BODY,600 WOG,SOLDER ENDS,FULL PORT,W/STEM EXT. | 134.17 | 0.96 | 3.1 | 1.26 | 4.93 | 18 | 20.875 | 10.1875 | 2.25 | 084738117353 | 08473811735 | https://www.hammondvalve.com/wp-content/uploads/spec-sheets/8911.pdf | https://www.hammondvalve.com/wp-content/uploads/ioms/TwoPieceSolderBallValveIOM.pdf |  | 01/01/04
BV0722 | 8911060100 |  | 8911 | 891106 | 1 | AK | 1 | BALL VALVE,2 PC,BRASS BODY,600 WOG,SOLDER ENDS,FULL PORT,W/STEM EXT. | 194.61 | 1.745 | 3.56 | 1.5 | 5.1 | 10 |  |  |  | 084738117360 | 08473811736 | https://www.hammondvalve.com/wp-content/uploads/spec-sheets/8911.pdf | https://www.hammondvalve.com/wp-content/uploads/ioms/TwoPieceSolderBallValveIOM.pdf |  | 01/01/04
BV0722 | 8911060112 |  | 8911 | 891106 | 1 1/2 | AK | 1.5 | BALL VALVE,2 PC,BRASS BODY,600 WOG,SOLDER ENDS,FULL PORT,W/STEM EXT. | 344.91 | 2.845 | 4.64 | 2 | 5.52 | 6 |  |  |  | 084738117377 | 08473811737 | https://www.hammondvalve.com/wp-content/uploads/spec-sheets/8911.pdf | https://www.hammondvalve.com/wp-content/uploads/ioms/TwoPieceSolderBallValveIOM.pdf |  | 01/01/04
BV0722 | 8911060114 |  | 8911 | 891106 | 1 1/4 | AK | 1.25 | BALL VALVE,2 PC,BRASS BODY,600 WOG,SOLDER ENDS,FULL PORT,W/STEM EXT. | 283.97 | 1.825 | 4.13 | 1.76 | 5.33 | 12 | 17 | 13.1875 | 2.625 | 084738117384 | 08473811738 | https://www.hammondvalve.com/wp-content/uploads/spec-sheets/8911.pdf | https://www.hammondvalve.com/wp-content/uploads/ioms/TwoPieceSolderBallValveIOM.pdf |  | 01/01/04
BV0722 | 8911060200 |  | 8911 | 891106 | 2 | AK | 2 | BALL VALVE,2 PC,BRASS BODY,600 WOG,SOLDER ENDS,FULL PORT,W/STEM EXT. | 472.33 | 4.8 | 5.75 | 2.5 | 5.96 | 4 |  |  |  | 084738122036 | 08473812203 | https://www.hammondvalve.com/wp-content/uploads/spec-sheets/8911.pdf | https://www.hammondvalve.com/wp-content/uploads/ioms/TwoPieceSolderBallValveIOM.pdf |  | 01/01/04
BV0722 | 8911060212 |  | 8911 | 891106 | 2 1/2 | AK | 2.5 | BALL VALVE,2 PC,BRASS BODY,600 WOG,SOLDER ENDS,FULL PORT,W/STEM EXT. | 1707.52 | 10.25 | 5.16 | 2.98 | 6.94 | 2 |  |  |  | 084738284185 | 08473828418 | https://www.hammondvalve.com/wp-content/uploads/spec-sheets/8911.pdf | https://www.hammondvalve.com/wp-content/uploads/ioms/TwoPieceSolderBallValveIOM.pdf |  | 11/04/04
BV0722 | 8911060300 |  | 8911 | 8911060300 | 3 | AK | 3 | BALL VALVE,2 PC,BRASS BODY,600 WOG,SOLDER ENDS,FULL PORT,W/STEM EXT. | 2445.5 | 14.84 | 8.25 | 3.45 | 4.37 | 1 | 13.565 | 8.9375 | 4.8125 | 084738285045 | 08473828504 | https://www.hammondvalve.com/wp-content/uploads/spec-sheets/8911.pdf | https://www.hammondvalve.com/wp-content/uploads/ioms/TwoPieceSolderBallValveIOM.pdf |  | 06/15/05
BV0722 | 8911070012 |  | 8911 | 891107 | 1/2 | AK | 0.5 | BALL VALVE,2 PC,BRASS BODY,600 WOG,SOLDER ENDS,FULL PORT,W/LOCKING LEVER | 92.46 | 0.41 | 2.25 | 1.01 | 1.46 | 9 |  |  |  | 084738120575 | 08473812057 | https://www.hammondvalve.com/wp-content/uploads/spec-sheets/8911.pdf | https://www.hammondvalve.com/wp-content/uploads/ioms/TwoPieceSolderBallValveIOM.pdf |  | 01/01/04
BV0722 | 8911070034 |  | 8911 | 891107 | 3/4 | AK | 0.75 | BALL VALVE,2 PC,BRASS BODY,600 WOG,SOLDER ENDS,FULL PORT,W/LOCKING LEVER | 127.14 | 0.86 | 1.31 | 1.26 | 4.35 | 1 |  |  |  | 084738120810 | 08473812081 | https://www.hammondvalve.com/wp-content/uploads/spec-sheets/8911.pdf | https://www.hammondvalve.com/wp-content/uploads/ioms/TwoPieceSolderBallValveIOM.pdf |  | 01/01/04
BV0722 | 8911070100 |  | 8911 | 891107 | 1 | AK | 1 | BALL VALVE,2 PC,BRASS BODY,600 WOG,SOLDER ENDS,FULL PORT,W/LOCKING LEVER | 207.4 | 1.155 | 3.06 | 1.5 | 2.1 | 6 |  |  |  | 084738120827 | 08473812082 | https://www.hammondvalve.com/wp-content/uploads/spec-sheets/8911.pdf | https://www.hammondvalve.com/wp-content/uploads/ioms/TwoPieceSolderBallValveIOM.pdf |  | 01/01/04
BV0722 | 8911070112 |  | 8911 | 891107 | 1 1/2 | AK | 1.5 | BALL VALVE,2 PC,BRASS BODY,600 WOG,SOLDER ENDS,FULL PORT,W/LOCKING LEVER | 376.35 | 2.326 | 3.75 | 2 | 2.52 | 1 |  |  |  | 084738120841 | 08473812084 | https://www.hammondvalve.com/wp-content/uploads/spec-sheets/8911.pdf | https://www.hammondvalve.com/wp-content/uploads/ioms/TwoPieceSolderBallValveIOM.pdf |  | 01/01/04
BV0722 | 8911070114 |  | 8911 | 891107 | 1 1/4 | AK | 1.25 | BALL VALVE,2 PC,BRASS BODY,600 WOG,SOLDER ENDS,FULL PORT,W/LOCKING LEVER | 315.38 | 1.645 | 3.5 | 1.76 | 2.33 | 1 |  |  |  | 084738120834 | 08473812083 | https://www.hammondvalve.com/wp-content/uploads/spec-sheets/8911.pdf | https://www.hammondvalve.com/wp-content/uploads/ioms/TwoPieceSolderBallValveIOM.pdf |  | 01/01/04
BV0722 | 8911070200 |  | 8911 | 891107 | 2 | AK | 2 | BALL VALVE,2 PC,BRASS BODY,600 WOG,SOLDER ENDS,FULL PORT,W/LOCKING LEVER | 486.69 | 4.48 | 4.38 | 2.5 | 2.96 | 1 |  |  |  | 084738120858 | 08473812085 | https://www.hammondvalve.com/wp-content/uploads/spec-sheets/8911.pdf | https://www.hammondvalve.com/wp-content/uploads/ioms/TwoPieceSolderBallValveIOM.pdf |  | 01/01/04
BV0722 | 8911070300 |  | 8911 | 891107 | 3 | AK | 3 | BALL VALVE,2 PC,BRASS BODY,600 WOG,SOLDER ENDS,FULL PORT,W/LOCKING LEVER | 2400.51 | 12.185 | 8.25 | 3.45 | 4.37 | 1 |  |  |  | 084738293675 | 08473829367 | https://www.hammondvalve.com/wp-content/uploads/spec-sheets/8911.pdf | https://www.hammondvalve.com/wp-content/uploads/ioms/TwoPieceSolderBallValveIOM.pdf |  | 01/15/15
BV0722 | 8911080012 |  | 8911 | 891108 | 1/2 | AK | 0.5 | BALL VALVE,2 PC,BRASS BODY,600 WOG,SOLDER ENDS,FULL PORT,W/SS LEVER | 90.72 | 0.38 | 2.25 | 1.01 | 1.46 | 10 |  |  |  | 084738284642 | 08473828464 | https://www.hammondvalve.com/wp-content/uploads/spec-sheets/8911.pdf | https://www.hammondvalve.com/wp-content/uploads/ioms/TwoPieceSolderBallValveIOM.pdf |  | 03/16/05
BV0722 | 8911080034 |  | 8911 | 891108 | 3/4 | AK | 0.75 | BALL VALVE,2 PC,BRASS BODY,600 WOG,SOLDER ENDS,FULL PORT,W/SS LEVER | 115.38 | 0.77 | 1.31 | 1.26 | 4.35 | 6 |  |  |  | 084738120551 | 08473812055 | https://www.hammondvalve.com/wp-content/uploads/spec-sheets/8911.pdf | https://www.hammondvalve.com/wp-content/uploads/ioms/TwoPieceSolderBallValveIOM.pdf |  | 01/01/04
BV0722 | 8911080100 |  | 8911 | 891108 | 1 | AK | 1 | BALL VALVE,2 PC,BRASS BODY,600 WOG,SOLDER ENDS,FULL PORT,W/SS LEVER | 185.19 | 1.11 | 3.06 | 1.5 | 2.1 | 1 |  |  |  | 084738120544 | 08473812054 | https://www.hammondvalve.com/wp-content/uploads/spec-sheets/8911.pdf | https://www.hammondvalve.com/wp-content/uploads/ioms/TwoPieceSolderBallValveIOM.pdf |  | 01/01/04
BV0722 | 8911080114 |  | 8911 | 891108 | 1 1/4 | AK | 1.25 | BALL VALVE,2 PC,BRASS BODY,600 WOG,SOLDER ENDS,FULL PORT,W/SS LEVER | 274.55 | 1.515 | 3.5 | 1.76 | 2.33 | 6 |  |  |  | 084738120568 | 08473812056 | https://www.hammondvalve.com/wp-content/uploads/spec-sheets/8911.pdf | https://www.hammondvalve.com/wp-content/uploads/ioms/TwoPieceSolderBallValveIOM.pdf |  | 01/01/04
BV0722 | 8911080200 |  | 8911 | 891108 | 2 | AK | 2 | BALL VALVE,2 PC,BRASS BODY,600 WOG,SOLDER ENDS,FULL PORT,W/SS LEVER | 466.91 | 4.48 | 4.38 | 2.5 | 2.96 | 1 |  |  |  | 084738132622 | 08473813262 | https://www.hammondvalve.com/wp-content/uploads/spec-sheets/8911.pdf | https://www.hammondvalve.com/wp-content/uploads/ioms/TwoPieceSolderBallValveIOM.pdf |  | 01/01/04
BV0722 | BA260 - 12 |  | BA-260 | BA260 | 1/2 | 65 | 0.5 | BALL,2PC,SS BODY,BALL & STEM,1000 WOG,150 SWP,FULL PORT,RPTFE SEATS,LOCKING HANDLE | 94.81 | 0.75 | 2.2 | 0.59 | 2.09 | 10 |  |  |  | 697988501386 | 69798850138 | https://www.milwaukeevalve.com/wp-content/uploads/spec-sheets/BA260.pdf | https://www.milwaukeevalve.com/wp-content/uploads/ioms/TwoPieceThreadedBallValveIOM.pdf |  | 05/28/03
BV0722 | BA260 - 14 |  | BA-260 | BA260 | 1/4 | 65 | 0.25 | BALL,2PC,SS BODY,BALL & STEM,1000 WOG,150 SWP,FULL PORT,RPTFE SEATS,LOCKING HANDLE | 90.64 | 0.74 | 2.2 | 0.42 | 2.09 | 10 |  |  |  | 697988501362 | 69798850136 | https://www.milwaukeevalve.com/wp-content/uploads/spec-sheets/BA260.pdf | https://www.milwaukeevalve.com/wp-content/uploads/ioms/TwoPieceThreadedBallValveIOM.pdf |  | 05/28/03
BV0722 | BA260 - 34 |  | BA-260 | BA260 | 3/4 | 65 | 0.75 | BALL,2PC,SS BODY,BALL & STEM,1000 WOG,150 SWP,FULL PORT,RPTFE SEATS,LOCKING HANDLE | 148.41 | 1.12 | 2.77 | 0.79 | 2.52 | 8 |  |  |  | 697988501393 | 69798850139 | https://www.milwaukeevalve.com/wp-content/uploads/spec-sheets/BA260.pdf | https://www.milwaukeevalve.com/wp-content/uploads/ioms/TwoPieceThreadedBallValveIOM.pdf |  | 05/28/03
BV0722 | BA260 - 38 |  | BA-260 | BA260 | 3/8 | 65 | 0.375 | BALL,2PC,SS BODY,BALL & STEM,1000 WOG,150 SWP,FULL PORT,RPTFE SEATS,LOCKING HANDLE | 90.64 | 0.7 | 2.2 | 0.47 | 2.09 | 10 |  |  |  | 697988501379 | 69798850137 | https://www.milwaukeevalve.com/wp-content/uploads/spec-sheets/BA260.pdf | https://www.milwaukeevalve.com/wp-content/uploads/ioms/TwoPieceThreadedBallValveIOM.pdf |  | 05/28/03
BV0722 | BA260 - 100 |  | BA-260 | BA260 | 1 | 65 | 1 | BALL,2PC,SS BODY,BALL & STEM,1000 WOG,150 SWP,FULL PORT,RPTFE SEATS,LOCKING HANDLE | 193.74 | 1.94 | 3.35 | 0.98 | 303 | 5 |  |  |  | 697988501409 | 69798850140 | https://www.milwaukeevalve.com/wp-content/uploads/spec-sheets/BA260.pdf | https://www.milwaukeevalve.com/wp-content/uploads/ioms/TwoPieceThreadedBallValveIOM.pdf |  | 05/28/03
BV0722 | BA260 - 112 |  | BA-260 | BA260 | 1 1/2 | 65 | 1.5 | BALL,2PC,SS BODY,BALL & STEM,1000 WOG,150 SWP,FULL PORT,RPTFE SEATS,LOCKING HANDLE | 383.3 | 4.1 | 4.13 | 1.5 | 3.78 | 4 |  |  |  | 697988501423 | 69798850142 | https://www.milwaukeevalve.com/wp-content/uploads/spec-sheets/BA260.pdf | https://www.milwaukeevalve.com/wp-content/uploads/ioms/TwoPieceThreadedBallValveIOM.pdf |  | 05/28/03
BV0722 | BA260 - 114 |  | BA-260 | BA260 | 1 1/4 | 65 | 1.25 | BALL,2PC,SS BODY,BALL & STEM,1000 WOG,150 SWP,FULL PORT,RPTFE SEATS,LOCKING HANDLE | 321.51 | 2.76 | 3.7 | 1.26 | 3.27 | 4 |  |  |  | 697988501416 | 69798850141 | https://www.milwaukeevalve.com/wp-content/uploads/spec-sheets/BA260.pdf | https://www.milwaukeevalve.com/wp-content/uploads/ioms/TwoPieceThreadedBallValveIOM.pdf |  | 05/28/03
BV0722 | BA260 - 200 |  | BA-260 | BA260 | 2 | 65 | 2 | BALL,2PC,SS BODY,BALL & STEM,1000 WOG,150 SWP,FULL PORT,RPTFE SEATS,LOCKING HANDLE | 515.18 | 6.46 | 4.92 | 2 | 4.02 | 6 |  |  |  | 697988501430 | 69798850143 | https://www.milwaukeevalve.com/wp-content/uploads/spec-sheets/BA260.pdf | https://www.milwaukeevalve.com/wp-content/uploads/ioms/TwoPieceThreadedBallValveIOM.pdf |  | 05/28/03
BV0722 | BA260 - 212 |  | BA-260 | BA260 | 2 1/2 | 65 | 2.5 | BALL,2PC,SS BODY,BALL & STEM,1000 WOG,150 SWP,FULL PORT,RPTFE SEATS,LOCKING HANDLE | 1327.12 | 12.66 | 6.1 | 2.5 | 5.08 | 2 |  |  |  | 697988501447 | 69798850144 | https://www.milwaukeevalve.com/wp-content/uploads/spec-sheets/BA260.pdf | https://www.milwaukeevalve.com/wp-content/uploads/ioms/TwoPieceThreadedBallValveIOM.pdf |  | 05/28/03
BV0722 | BA260 - 300 |  | BA-260 | BA260 | 3 | 65 | 3 | BALL,2PC,SS BODY,BALL & STEM,1000 WOG,150 SWP,FULL PORT,RPTFE SEATS,LOCKING HANDLE | 1566.16 | 18.62 | 6.81 | 2.99 | 5.43 | 1 |  |  |  | 697988501454 | 69798850145 | https://www.milwaukeevalve.com/wp-content/uploads/spec-sheets/BA260.pdf | https://www.milwaukeevalve.com/wp-content/uploads/ioms/TwoPieceThreadedBallValveIOM.pdf |  | 05/28/03
BV0722 | BA-475B - 400 |  | BA-475B | BA475B | 4 | 6D | 4 | BALL,2PC,BRASS BODY,400 WOG,THREADED,FULL PORT | 2393.06 | 31.9 | 3.94 | 0 | 5.93 | 1 | 14.1732 | 9.4488 | 6.8898 | 697988646704 | 69798864670 | https://www.milwaukeevalve.com/wp-content/uploads/spec-sheets/BA475B.pdf | https://www.milwaukeevalve.com/wp-content/uploads/ioms/TwoPieceThreadedBallValveIOM.pdf |  | 05/02/12
BV0722 | BA-480B - 12 |  | BA-480B | BA480B | 1/2 | 68 | 0.5 | ULTRAPRESS BRASS BALL,2 PC,FULL PORT,200 PSIG @250 F,PRS X PRS ENDS,CP BALL,PTFE SEAT,EXT STEM | 64.49 | 0.44 | 5 | 2 | 1 | 10 | 6.6929 | 6.2205 | 2.4409 | 697988587656 | 69798858765 | https://www.milwaukeevalve.com/wp-content/uploads/spec-sheets/BA480B.pdf | https://www.milwaukeevalve.com/wp-content/uploads/ioms/TwoPieceThreadedBallValveIOM.pdf | https://www.milwaukeevalve.com/wp-content/uploads/ioms/UltraPressIOM.pdf | 02/20/07
BV0722 | BA-480B - 34 |  | BA-480B | BA480B | 3/4 | 68 | 0.75 | ULTRAPRESS BRASS BALL,2 PC,FULL PORT,200 PSIG @250 F,PRS X PRS ENDS,CP BALL,PTFE SEAT,EXT STEM | 97.91 | 0.82 | 6 | 3 | 1.5 | 6 | 7.7953 | 5 | 2.9528 | 697988587663 | 69798858766 | https://www.milwaukeevalve.com/wp-content/uploads/spec-sheets/BA480B.pdf | https://www.milwaukeevalve.com/wp-content/uploads/ioms/TwoPieceThreadedBallValveIOM.pdf | https://www.milwaukeevalve.com/wp-content/uploads/ioms/UltraPressIOM.pdf | 02/20/07
BV0722 | BA-480B - 100 |  | BA-480B | BA480B | 1 | 68 | 1 | ULTRAPRESS BRASS BALL,2PC,FULL PORT,200 PSIG @250 F,PRS X PRS ENDS,CP BALL,PTFE SEAT,EXT STEM | 141.7 | 1.16 | 6.5 | 3.25 | 1.5 | 6 | 8.8583 | 6.378 | 3.3465 | 697988587670 | 69798858767 | https://www.milwaukeevalve.com/wp-content/uploads/spec-sheets/BA480B.pdf | https://www.milwaukeevalve.com/wp-content/uploads/ioms/TwoPieceThreadedBallValveIOM.pdf | https://www.milwaukeevalve.com/wp-content/uploads/ioms/UltraPressIOM.pdf | 02/20/07
BV0722 | BA-480B - 112 |  | BA-480B | BA480B | 1 1/2 | 68 | 1.5 | ULTRAPRESS BRASS BALL,2PC,FULL PORT,200 PSIG @250 F,PRS X PRS ENDS,CP BALL,PTFE SEAT,EXT STEM | 388.26 | 2.68 | 8 | 4 | 2.5 | 4 | 13.1102 | 5.8661 | 4.1339 | 697988587694 | 69798858769 | https://www.milwaukeevalve.com/wp-content/uploads/spec-sheets/BA480B.pdf | https://www.milwaukeevalve.com/wp-content/uploads/ioms/TwoPieceThreadedBallValveIOM.pdf | https://www.milwaukeevalve.com/wp-content/uploads/ioms/UltraPressIOM.pdf | 02/20/07
BV0722 | BA-480B - 114 |  | BA-480B | BA480B | 1 1/4 | 68 | 1.25 | ULTRAPRESS BRASS BALL,2PC,FULL PORT,200 PSIG @250 F,PRS X PRS ENDS,CP BALL,PTFE SEAT,EXT STEM | 291.47 | 1.76 | 7.75 | 3.75 | 2.25 | 4 | 10.7087 | 5.1181 | 4.0158 | 697988587687 | 69798858768 | https://www.milwaukeevalve.com/wp-content/uploads/spec-sheets/BA480B.pdf | https://www.milwaukeevalve.com/wp-content/uploads/ioms/TwoPieceThreadedBallValveIOM.pdf | https://www.milwaukeevalve.com/wp-content/uploads/ioms/UltraPressIOM.pdf | 02/20/07
BV0722 | BA-480B - 200 |  | BA-480B | BA480B | 2 | 68 | 2 | ULTRAPRESS BRASS BALL,2PC,FULL PORT,200 PSIG @250 F,PRS X PRS ENDS,CP BALL,PTFE SEAT,EXT STEM | 668.2 | 5.04 | 10.5 | 5 | 3.5 | 2 | 15.2756 | 5.7874 | 3.3465 | 697988587700 | 69798858770 | https://www.milwaukeevalve.com/wp-content/uploads/spec-sheets/BA480B.pdf | https://www.milwaukeevalve.com/wp-content/uploads/ioms/TwoPieceThreadedBallValveIOM.pdf | https://www.milwaukeevalve.com/wp-content/uploads/ioms/UltraPressIOM.pdf | 02/20/07
BV0722 | BA-480B - 212 |  | BA-480B | BA480B | 2 1/2 | 68 | 2.5 | ULTRAPRESS BRASS BALL,2PC,FULL PORT,200 PSIG @250 F,PRS X PRS ENDS,CP BALL,PTFE SEAT,EXT STEM | 1667.27 | 12.335 | 14 | 6.75 | 4.75 | 1 | 13.565 | 8.9375 | 4.8125 | 697988633209 | 69798863320 | https://www.milwaukeevalve.com/wp-content/uploads/spec-sheets/BA480B.pdf | https://www.milwaukeevalve.com/wp-content/uploads/ioms/TwoPieceThreadedBallValveIOM.pdf | https://www.milwaukeevalve.com/wp-content/uploads/ioms/UltraPressIOM.pdf | 09/08/10
BV0722 | BA-480B - 300 |  | BA-480B | BA480B | 3 | 68 | 3 | ULTRAPRESS BRASS BALL,2PC,FULL PORT,200 PSIG @250 F,PRS X PRS ENDS,CP BALL,PTFE SEAT,EXT STEM | 2142.74 | 18.435 | 14.5 | 7 | 5 | 1 | 16 | 8.6875 | 4.9375 | 697988633216 | 69798863321 | https://www.milwaukeevalve.com/wp-content/uploads/spec-sheets/BA480B.pdf | https://www.milwaukeevalve.com/wp-content/uploads/ioms/TwoPieceThreadedBallValveIOM.pdf | https://www.milwaukeevalve.com/wp-content/uploads/ioms/UltraPressIOM.pdf | 09/08/10
BV0722 | BA-480BH- 12 |  | BA-480B | BA480BH | 1/2 | 68 | 0.5 | ULTRAPRESS BRASS BALL,2PC,FULL PORT,200 PSIG @250 F,PRESS X HOSE ENDS,CP BALL,PTFE SEAT | 100.61 | 0.5 | 5 | 2 | 1.25 | 10 | 7.0866 | 6.6142 | 2.4409 | 697988616530 | 69798861653 | https://www.milwaukeevalve.com/wp-content/uploads/spec-sheets/BA480BH.pdf | https://www.milwaukeevalve.com/wp-content/uploads/ioms/TwoPieceThreadedBallValveIOM.pdf | https://www.milwaukeevalve.com/wp-content/uploads/ioms/UltraPressIOM.pdf | 07/20/09
BV0722 | BA-480BH- 34 |  | BA-480B | BA480BH | 3/4 | 68 | 0.75 | ULTRAPRESS BRASS BALL,2PC,FULL PORT,200 PSIG @250 F,PRESS X HOSE ENDS,CP BALL,PTFE SEAT | 134.03 | 0.92 | 1.66 | 0.76 | 1.46 | 6 | 8.1102 | 5.1181 | 2.9528 | 697988616547 | 69798861654 | https://www.milwaukeevalve.com/wp-content/uploads/spec-sheets/BA480BH.pdf | https://www.milwaukeevalve.com/wp-content/uploads/ioms/TwoPieceThreadedBallValveIOM.pdf | https://www.milwaukeevalve.com/wp-content/uploads/ioms/UltraPressIOM.pdf | 07/20/09
BV0722 | BA-480B-TIH 12 |  | BA-480B | BA480BTIH | 1/2 | 68 | 0.5 | ULTRAPRESS BRASS BL,2PC,FULL PORT,200 PSIG @250F,PRS X PRS ENDS,CP BALL,PTFE SEAT,EXT STEM,INSL HNDL | 143.72 | 1.22 | 5 | 2 | 1 | 1 |  |  |  | 697988679764 | 69798867976 | https://www.milwaukeevalve.com/wp-content/uploads/spec-sheets/BA480BTIH.pdf | https://www.milwaukeevalve.com/wp-content/uploads/ioms/TwoPieceThreadedBallValveIOM.pdf | https://www.milwaukeevalve.com/wp-content/uploads/ioms/UltraPressIOM.pdf | 06/25/14
BV0722 | BA-480B-TIH 34 |  | BA-480B | BA480BTIH | 3/4 | 68 | 0.75 | ULTRAPRESS BRASS BL,2PC,FULL PORT,200 PSIG @250F,PRS X PRS ENDS,CP BALL,PTFE SEAT,EXT STEM,INSL HNDL | 177.19 | 1.87 | 6 | 3 | 1.5 | 1 |  |  |  | 697988679894 | 69798867989 | https://www.milwaukeevalve.com/wp-content/uploads/spec-sheets/BA480BTIH.pdf | https://www.milwaukeevalve.com/wp-content/uploads/ioms/TwoPieceThreadedBallValveIOM.pdf | https://www.milwaukeevalve.com/wp-content/uploads/ioms/UltraPressIOM.pdf | 06/25/14
BV0722 | BA-480B-TIH 100 |  | BA-480B | BA480BTIH | 1 | 68 | 1 | ULTRAPRESS BRASS BL,2PC,FULL PORT,200 PSIG @250F,PRS X PRS ENDS,CP BALL,PTFE SEAT,EXT STEM,INSL HNDL | 220.94 | 1.72 | 6.5 | 3.25 | 1.5 | 1 |  |  |  | 697988679900 | 69798867990 | https://www.milwaukeevalve.com/wp-content/uploads/spec-sheets/BA480BTIH.pdf | https://www.milwaukeevalve.com/wp-content/uploads/ioms/TwoPieceThreadedBallValveIOM.pdf | https://www.milwaukeevalve.com/wp-content/uploads/ioms/UltraPressIOM.pdf | 06/25/14
BV0722 | BA-480B-TIH 112 |  | BA-480B | BA480BTIH | 1 1/2 | 68 | 1.5 | ULTRAPRESS BRASS BL,2PC,FULL PORT,200 PSIG @250F,PRS X PRS ENDS,CP BALL,PTFE SEAT,EXT STEM,INSL HNDL | 502.18 | 3.12 | 8 | 4 | 2.5 | 1 |  |  |  | 697988679924 | 69798867992 | https://www.milwaukeevalve.com/wp-content/uploads/spec-sheets/BA480BTIH.pdf | https://www.milwaukeevalve.com/wp-content/uploads/ioms/TwoPieceThreadedBallValveIOM.pdf | https://www.milwaukeevalve.com/wp-content/uploads/ioms/UltraPressIOM.pdf | 06/25/14
BV0722 | BA-480B-TIH 114 |  | BA-480B | BA480BTIH | 1 1/4 | 68 | 1.25 | ULTRAPRESS BRASS BL,2PC,FULL PORT,200 PSIG @250F,PRS X PRS ENDS,CP BALL,PTFE SEAT,EXT STEM,INSL HNDL | 405.39 | 2.81 | 7.75 | 3.75 | 2.25 | 1 |  |  |  | 697988679917 | 69798867991 | https://www.milwaukeevalve.com/wp-content/uploads/spec-sheets/BA480BTIH.pdf | https://www.milwaukeevalve.com/wp-content/uploads/ioms/TwoPieceThreadedBallValveIOM.pdf | https://www.milwaukeevalve.com/wp-content/uploads/ioms/UltraPressIOM.pdf | 06/25/14
BV0722 | BA-480B-TIH 200 |  | BA-480B | BA480BTIH | 2 | 68 | 2 | ULTRAPRESS BRASS BL,2PC,FULL PORT,200 PSIG @250F,PRS X PRS ENDS,CP BALL,PTFE SEAT,EXT STEM,INSL HNDL | 782.13 | 5.7 | 10.5 | 5 | 3.5 | 1 |  |  |  | 697988679931 | 69798867993 | https://www.milwaukeevalve.com/wp-content/uploads/spec-sheets/BA480BTIH.pdf | https://www.milwaukeevalve.com/wp-content/uploads/ioms/TwoPieceThreadedBallValveIOM.pdf | https://www.milwaukeevalve.com/wp-content/uploads/ioms/UltraPressIOM.pdf | 06/25/14
BV0722 | BA-480S - 12 |  | BA-480S | BA480S | 1/2 | 68 | 0.5 | ULTRAPRESS BRASS BALL,2PC,FULL PORT,200 PSIG @250 F,PRESS X PRESS ENDS,PTFE SEAT,SS BALL & STEM | 99.86 | 0.46 | 3.03 | 1.01 | 1.46 | 10 | 6.6929 | 6.2205 | 2.4409 | 697988640269 | 69798864026 | https://www.milwaukeevalve.com/wp-content/uploads/spec-sheets/BA480S.pdf | https://www.milwaukeevalve.com/wp-content/uploads/ioms/TwoPieceThreadedBallValveIOM.pdf | https://www.milwaukeevalve.com/wp-content/uploads/ioms/UltraPressIOM.pdf | 06/28/11
BV0722 | BA-480S - 34 |  | BA-480S | BA480S | 3/4 | 68 | 0.75 | ULTRAPRESS BRASS BALL,2PC,FULL PORT,200 PSIG @250 F,PRESS X PRESS ENDS,PTFE SEAT,SS BALL & STEM | 177.51 | 0.84 | 3.58 | 1.26 | 1.93 | 6 | 7.7953 | 5 | 2.9528 | 697988640276 | 69798864027 | https://www.milwaukeevalve.com/wp-content/uploads/spec-sheets/BA480S.pdf | https://www.milwaukeevalve.com/wp-content/uploads/ioms/TwoPieceThreadedBallValveIOM.pdf | https://www.milwaukeevalve.com/wp-content/uploads/ioms/UltraPressIOM.pdf | 06/28/11
BV0722 | BA-480S - 100 |  | BA-480S | BA480S | 1 | 68 | 1 | ULTRAPRESS BRASS BALL,2PC,FULL PORT,200 PSIG @250 F,PRESS X PRESS ENDS,PTFE SEAT,SS BALL & STEM | 238.53 | 1.16 | 4.29 | 1.48 | 2.1 | 6 | 8.8583 | 6.378 | 3.3465 | 697988640405 | 69798864040 | https://www.milwaukeevalve.com/wp-content/uploads/spec-sheets/BA480S.pdf | https://www.milwaukeevalve.com/wp-content/uploads/ioms/TwoPieceThreadedBallValveIOM.pdf | https://www.milwaukeevalve.com/wp-content/uploads/ioms/UltraPressIOM.pdf | 06/28/11
BV0722 | BA-480S - 112 |  | BA-480S | BA480S | 1 1/2 | 68 | 1.5 | ULTRAPRESS BRASS BALL,2PC,FULL PORT,200 PSIG @250 F,PRESS X PRESS ENDS,PTFE SEAT,SS BALL & STEM | 587.99 | 2.82 | 5.91 | 2 | 2.52 | 4 | 13.1102 | 5.8661 | 4.1339 | 697988640412 | 69798864041 | https://www.milwaukeevalve.com/wp-content/uploads/spec-sheets/BA480S.pdf | https://www.milwaukeevalve.com/wp-content/uploads/ioms/TwoPieceThreadedBallValveIOM.pdf | https://www.milwaukeevalve.com/wp-content/uploads/ioms/UltraPressIOM.pdf | 06/28/11
BV0722 | BA-480S - 114 |  | BA-480S | BA480S | 1 1/4 | 68 | 1.25 | ULTRAPRESS BRASS BALL,2PC,FULL PORT,200 PSIG @250 F,PRESS X PRESS ENDS,PTFE SEAT,SS BALL & STEM | 479.88 | 1.88 | 7.75 | 3.75 | 2.25 | 4 | 10.7087 | 5.1181 | 4.0158 | 697988640429 | 69798864042 | https://www.milwaukeevalve.com/wp-content/uploads/spec-sheets/BA480S.pdf | https://www.milwaukeevalve.com/wp-content/uploads/ioms/TwoPieceThreadedBallValveIOM.pdf | https://www.milwaukeevalve.com/wp-content/uploads/ioms/UltraPressIOM.pdf | 06/28/11
BV0722 | BA-480S - 200 |  | BA-480S | BA480S | 2 | 68 | 2 | ULTRAPRESS BRASS BALL,2PC,FULL PORT,200 PSIG @250 F,PRESS X PRESS ENDS,PTFE SEAT,SS BALL & STEM | 984.67 | 5.52 | 10.75 | 5.75 | 3.5 | 2 | 15.2756 | 5.7874 | 3.3465 | 697988640436 | 69798864043 | https://www.milwaukeevalve.com/wp-content/uploads/spec-sheets/BA480S.pdf | https://www.milwaukeevalve.com/wp-content/uploads/ioms/TwoPieceThreadedBallValveIOM.pdf | https://www.milwaukeevalve.com/wp-content/uploads/ioms/UltraPressIOM.pdf | 06/28/11
BV0722 | BA-480SH- 12 |  | BA-480S | BA480SH | 1/2 | 68 | 0.5 | ULTRAPRESS BRASS BALL,2PC,FULL PORT,200 PSIG @250 F,PRESS X HOSE,PTFE SEAT,SS BALL & STEM | 138.71 | 0.52 | 4.75 | 2.25 | 1 | 10 | 7.0866 | 6.6142 | 2.4409 | 697988640238 | 69798864023 | https://www.milwaukeevalve.com/wp-content/uploads/spec-sheets/BA480SH.pdf | https://www.milwaukeevalve.com/wp-content/uploads/ioms/TwoPieceThreadedBallValveIOM.pdf | https://www.milwaukeevalve.com/wp-content/uploads/ioms/UltraPressIOM.pdf | 06/28/11
BV0722 | BA-480SH- 34 |  | BA-480S | BA480SH | 3/4 | 68 | 0.75 | ULTRAPRESS BRASS BALL,2PC,FULL PORT,200 PSIG @250 F,PRESS X HOSE,PTFE SEAT,SS BALL & STEM | 216.37 | 0.9 | 6.25 | 3 | 1.5 | 6 | 8.1102 | 5.1181 | 2.9528 | 697988640252 | 69798864025 | https://www.milwaukeevalve.com/wp-content/uploads/spec-sheets/BA480SH.pdf | https://www.milwaukeevalve.com/wp-content/uploads/ioms/TwoPieceThreadedBallValveIOM.pdf | https://www.milwaukeevalve.com/wp-content/uploads/ioms/UltraPressIOM.pdf | 06/28/11
BV0722 | BA-480SLL- 12 |  | BA-480S | BA480SLL | 1/2 | 68 | 0.5 | ULTRAPRESS BRASS BALL,2PC,FULL PORT,200 PSIG @250 F,PRS X PRS ENDS,PTFE SEAT,SS BALL & STEM,LKNG LVR | 129.51 | 0.455 | 3.03 | 1.01 | 1.46 | 1 |  |  |  | 697988657588 | 69798865758 | https://www.milwaukeevalve.com/wp-content/uploads/spec-sheets/BA480SOPT.pdf | https://www.milwaukeevalve.com/wp-content/uploads/ioms/TwoPieceThreadedBallValveIOM.pdf | https://www.milwaukeevalve.com/wp-content/uploads/ioms/UltraPressIOM.pdf | 09/11/12
BV0722 | BA-480SLL- 34 |  | BA-480S | BA480SLL | 3/4 | 68 | 0.75 | ULTRAPRESS BRASS BALL,2PC,FULL PORT,200 PSIG @250 F,PRS X PRS ENDS,PTFE SEAT,SS BALL & STEM,LKNG LVR | 217.14 | 0.88 | 3.58 | 1.26 | 1.93 | 1 |  |  |  | 697988657595 | 69798865759 | https://www.milwaukeevalve.com/wp-content/uploads/spec-sheets/BA480SOPT.pdf | https://www.milwaukeevalve.com/wp-content/uploads/ioms/TwoPieceThreadedBallValveIOM.pdf | https://www.milwaukeevalve.com/wp-content/uploads/ioms/UltraPressIOM.pdf | 09/11/12
BV0722 | BA-480SLL-100 |  | BA-480S | BA480SLL | 1 | 68 | 1 | ULTRAPRESS BRASS BALL,2PC,FULL PORT,200 PSIG @250 F,PRS X PRS ENDS,PTFE SEAT,SS BALL & STEM,LKNG LVR | 278.18 | 1.25 | 4.29 | 1.48 | 2.1 | 1 |  |  |  | 697988657601 | 69798865760 | https://www.milwaukeevalve.com/wp-content/uploads/spec-sheets/BA480SOPT.pdf | https://www.milwaukeevalve.com/wp-content/uploads/ioms/TwoPieceThreadedBallValveIOM.pdf | https://www.milwaukeevalve.com/wp-content/uploads/ioms/UltraPressIOM.pdf | 09/11/12
BV0722 | BA-480SLL-112 |  | BA-480S | BA480SLL | 1 1/2 | 68 | 1.5 | ULTRAPRESS BRASS BALL,2PC,FULL PORT,200 PSIG @250 F,PRS X PRS ENDS,PTFE SEAT,SS BALL & STEM,LKNG LVR | 647.47 | 2.92 | 5.91 | 2 | 2.52 | 1 |  |  |  | 697988657625 | 69798865762 | https://www.milwaukeevalve.com/wp-content/uploads/spec-sheets/BA480SOPT.pdf | https://www.milwaukeevalve.com/wp-content/uploads/ioms/TwoPieceThreadedBallValveIOM.pdf | https://www.milwaukeevalve.com/wp-content/uploads/ioms/UltraPressIOM.pdf | 09/11/12
BV0722 | BA-480SLL-114 |  | BA-480S | BA480SLL | 1 1/4 | 68 | 1.25 | ULTRAPRESS BRASS BALL,2PC,FULL PORT,200 PSIG @250 F,PRS X PRS ENDS,PTFE SEAT,SS BALL & STEM,LKNG LVR | 539.33 | 1.925 | 7.75 | 3.75 | 2.25 | 1 |  |  |  | 697988657618 | 69798865761 | https://www.milwaukeevalve.com/wp-content/uploads/spec-sheets/BA480SOPT.pdf | https://www.milwaukeevalve.com/wp-content/uploads/ioms/TwoPieceThreadedBallValveIOM.pdf | https://www.milwaukeevalve.com/wp-content/uploads/ioms/UltraPressIOM.pdf | 09/11/12
BV0722 | BA-480SLL-200 |  | BA-480S | BA480SLL | 2 | 68 | 2 | ULTRAPRESS BRASS BALL,2PC,FULL PORT,200 PSIG @250 F,PRS X PRS ENDS,PTFE SEAT,SS BALL & STEM,LKNG LVR | 1062.76 | 5.65 | 10.75 | 5.75 | 3.5 | 1 |  |  |  | 697988657632 | 69798865763 | https://www.milwaukeevalve.com/wp-content/uploads/spec-sheets/BA480SOPT.pdf | https://www.milwaukeevalve.com/wp-content/uploads/ioms/TwoPieceThreadedBallValveIOM.pdf | https://www.milwaukeevalve.com/wp-content/uploads/ioms/UltraPressIOM.pdf | 09/11/12
BV0722 | BA-480S-TIH 12 |  | BA-480S | BA480STIH | 1/2 | 68 | 0.5 | ULTRAPRESS BRASS BALL,2PC,FULL PORT,200 PSIG @250 F,PRSXPRS ENDS,PTFE SEAT,SS BALL & STEM,INSLTR HND | 179.11 | 1.24 | 3.03 | 1.01 | 2.96 | 4 |  |  |  | 697988680067 | 69798868006 | https://www.milwaukeevalve.com/wp-content/uploads/spec-sheets/BA480STIH.pdf |  |  | 06/25/14
BV0722 | BA-480S-TIH 34 |  | BA-480S | BA480STIH | 3/4 | 68 | 0.75 | ULTRAPRESS BRASS BALL,2PC,FULL PORT,200 PSIG @250 F,PRSXPRS ENDS,PTFE SEAT,SS BALL & STEM,INSLTR HND | 256.74 | 1.38 | 3.58 | 1.26 | 3.43 | 4 |  |  |  | 697988680074 | 69798868007 | https://www.milwaukeevalve.com/wp-content/uploads/spec-sheets/BA480STIH.pdf |  |  | 06/25/14
BV0722 | BA-480S-TIH 100 |  | BA-480S | BA480STIH | 1 | 68 | 1 | ULTRAPRESS BRASS BALL,2PC,FULL PORT,200 PSIG @250 F,PRSXPRS ENDS,PTFE SEAT,SS BALL & STEM,INSLTR HND | 317.81 | 1.74 | 4.29 | 1.48 | 3.6 | 4 |  |  |  | 697988680081 | 69798868008 | https://www.milwaukeevalve.com/wp-content/uploads/spec-sheets/BA480STIH.pdf |  |  | 06/25/14
BV0722 | BA-480S-TIH 112 |  | BA-480S | BA480STIH | 1 1/2 | 68 | 1.5 | ULTRAPRESS BRASS BALL,2PC,FULL PORT,200 PSIG @250 F,PRSXPRS ENDS,PTFE SEAT,SS BALL & STEM,INSLTR HND | 701.93 | 3.38 | 5.91 | 2 | 2.52 | 2 |  |  |  | 697988680104 | 69798868010 | https://www.milwaukeevalve.com/wp-content/uploads/spec-sheets/BA480STIH.pdf |  |  | 06/25/14
BV0722 | BA-480S-TIH 114 |  | BA-480S | BA480STIH | 1 1/4 | 68 | 1.25 | ULTRAPRESS BRASS BALL,2PC,FULL PORT,200 PSIG @250 F,PRSXPRS ENDS,PTFE SEAT,SS BALL & STEM,INSLTR HND | 593.8 | 2.38 | 7.75 | 3.75 | 3.75 | 4 |  |  |  | 697988680098 | 69798868009 | https://www.milwaukeevalve.com/wp-content/uploads/spec-sheets/BA480STIH.pdf |  |  | 06/25/14
BV0722 | BA-480S-TIH 200 |  | BA-480S | BA480STIH | 2 | 68 | 2 | ULTRAPRESS BRASS BALL,2PC,FULL PORT,200 PSIG @250 F,PRSXPRS ENDS,PTFE SEAT,SS BALL & STEM,INSLTR HND | 1098.6 | 6.1 | 10.75 | 5.75 | 3.5 | 2 |  |  |  | 697988680111 | 69798868011 | https://www.milwaukeevalve.com/wp-content/uploads/spec-sheets/BA480STIH.pdf |  |  | 06/25/14
BV0722 | BA-481B - 12 |  | BA-481B | BA481B | 1/2 | 68 | 0.5 | ULTRAPRESS BRASS BALL,2PC,FULL PORT,200 PSIG @250F,PRS X PRS,CP BALL,PTFE SEAT,W/EXT STEM & MEM STOP | 102.67 | 0.56 | 4.75 | 4 | 1 | 6 | 6.6929 | 6.2205 | 2.4409 | 697988597624 | 69798859762 | https://www.milwaukeevalve.com/wp-content/uploads/spec-sheets/BA481B.pdf | https://www.milwaukeevalve.com/wp-content/uploads/ioms/TwoPieceThreadedBallValveIOM.pdf | https://www.milwaukeevalve.com/wp-content/uploads/ioms/UltraPressIOM.pdf | 05/12/08
BV0722 | BA-481B - 34 |  | BA-481B | BA481B | 3/4 | 68 | 0.75 | ULTRAPRESS BRASS BALL,2PC,FULL PORT,200 PSIG @250F,PRS X PRS,CP BALL,PTFE SEAT,W/EXT STEM & MEM STOP | 144.64 | 0.98 | 6 | 3 | 3.75 | 4 | 7.4409 | 6.4173 | 2.7559 | 697988597631 | 69798859763 | https://www.milwaukeevalve.com/wp-content/uploads/spec-sheets/BA481B.pdf | https://www.milwaukeevalve.com/wp-content/uploads/ioms/TwoPieceThreadedBallValveIOM.pdf | https://www.milwaukeevalve.com/wp-content/uploads/ioms/UltraPressIOM.pdf | 05/12/08
BV0722 | BA-481B - 100 |  | BA-481B | BA481B | 1 | 68 | 1 | ULTRAPRESS BRASS BALL,2PC,FULL PORT,200 PSIG @250F,PRS X PRS,CP BALL,PTFE SEAT,W/EXT STEM & MEM STOP | 197.56 | 1.34 | 6.75 | 5.25 | 1.75 | 6 | 8.8583 | 6.378 | 4.5276 | 697988597648 | 69798859764 | https://www.milwaukeevalve.com/wp-content/uploads/spec-sheets/BA481B.pdf | https://www.milwaukeevalve.com/wp-content/uploads/ioms/TwoPieceThreadedBallValveIOM.pdf | https://www.milwaukeevalve.com/wp-content/uploads/ioms/UltraPressIOM.pdf | 05/12/08
BV0722 | BA-481B - 112 |  | BA-481B | BA481B | 1 1/2 | 68 | 1.5 | ULTRAPRESS BRASS BALL,2PC,FULL PORT,200 PSIG @250F,PRS X PRS,CP BALL,PTFE SEAT,W/EXT STEM & MEM STOP | 451.9 | 2.82 | 8.25 | 6.25 | 2.75 | 4 | 13.1102 | 6.8504 | 4.1339 | 697988597662 | 69798859766 | https://www.milwaukeevalve.com/wp-content/uploads/spec-sheets/BA481B.pdf | https://www.milwaukeevalve.com/wp-content/uploads/ioms/TwoPieceThreadedBallValveIOM.pdf | https://www.milwaukeevalve.com/wp-content/uploads/ioms/UltraPressIOM.pdf | 05/12/08
BV0722 | BA-481B - 114 |  | BA-481B | BA481B | 1 1/4 | 68 | 1.25 | ULTRAPRESS BRASS BALL,2PC,FULL PORT,200 PSIG @250F,PRS X PRS,CP BALL,PTFE SEAT,W/EXT STEM & MEM STOP | 355.18 | 1.92 | 7.75 | 5.75 | 2.5 | 4 | 10.9055 | 6.1024 | 4.0158 | 697988597655 | 69798859765 | https://www.milwaukeevalve.com/wp-content/uploads/spec-sheets/BA481B.pdf | https://www.milwaukeevalve.com/wp-content/uploads/ioms/TwoPieceThreadedBallValveIOM.pdf | https://www.milwaukeevalve.com/wp-content/uploads/ioms/UltraPressIOM.pdf | 05/12/08
BV0722 | BA-481B - 200 |  | BA-481B | BA481B | 2 | 68 | 2 | ULTRAPRESS BRASS BALL,2PC,FULL PORT,200 PSIG @250F,PRS X PRS,CP BALL,PTFE SEAT,W/EXT STEM & MEM STOP | 791.23 | 5.28 | 10.75 | 7.5 | 3.5 | 2 | 15.2756 | 7.5591 | 3.3465 | 697988597679 | 69798859767 | https://www.milwaukeevalve.com/wp-content/uploads/spec-sheets/BA481B.pdf | https://www.milwaukeevalve.com/wp-content/uploads/ioms/TwoPieceThreadedBallValveIOM.pdf | https://www.milwaukeevalve.com/wp-content/uploads/ioms/UltraPressIOM.pdf | 05/12/08
BV0722 | BA-481B - 212 |  | BA-481B | BA481B | 2 1/2 | 68 | 2.5 | ULTRAPRESS BRASS BALL,2PC,FULL PORT,200 PSIG @250F,PRS X PRS,CP BALL,PTFE SEAT,W/EXT STEM & MEM STOP | 1790.35 | 12.75 | 14 | 6.75 | 4.75 | 1 |  |  |  | 697988641914 | 69798864191 | https://www.milwaukeevalve.com/wp-content/uploads/spec-sheets/BA481B.pdf | https://www.milwaukeevalve.com/wp-content/uploads/ioms/TwoPieceThreadedBallValveIOM.pdf | https://www.milwaukeevalve.com/wp-content/uploads/ioms/UltraPressIOM.pdf | 10/07/11
BV0722 | BA-481B - 300 |  | BA-481B | BA481B | 3 | 68 | 3 | ULTRAPRESS BRASS BALL,2PC,FULL PORT,200 PSIG @250F,PRS X PRS,CP BALL,PTFE SEAT,W/EXT STEM & MEM STOP | 2265.83 | 18.45 | 14.5 | 7 | 5 | 1 | 16 | 8.6875 | 4.9375 | 697988641921 | 69798864192 | https://www.milwaukeevalve.com/wp-content/uploads/spec-sheets/BA481B.pdf | https://www.milwaukeevalve.com/wp-content/uploads/ioms/TwoPieceThreadedBallValveIOM.pdf | https://www.milwaukeevalve.com/wp-content/uploads/ioms/UltraPressIOM.pdf | 10/07/11
BV0722 | BA-481BH- 12 |  | BA-481B | BA481BH | 1/2 | 68 | 0.5 | ULTRAPRESS BRASS BALL,2PC,FULL PRT,200 PSIG @250F,PRS X HOSE,CP BALL,PTFE SEAT,W/EXT STEM & MEM STOP | 138.81 | 0.412 | 4.75 | 4 | 1 | 1 |  |  |  | 697988641938 | 69798864193 | https://www.milwaukeevalve.com/wp-content/uploads/spec-sheets/BA481B.pdf | https://www.milwaukeevalve.com/wp-content/uploads/ioms/UltraPressIOM.pdf |  | 10/07/11
BV0722 | BA-481BH- 34 |  | BA-481B | BA481BH | 3/4 | 68 | 0.75 | ULTRAPRESS BRASS BALL,2PC,FULL PRT,200 PSIG @250F,PRS X HOSE,CP BALL,PTFE SEAT,W/EXT STEM & MEM STOP | 180.71 | 1.08 | 6 | 3 | 3.75 | 1 |  |  |  | 697988641945 | 69798864194 | https://www.milwaukeevalve.com/wp-content/uploads/spec-sheets/BA481B.pdf | https://www.milwaukeevalve.com/wp-content/uploads/ioms/UltraPressIOM.pdf |  | 10/07/11
BV0722 | BA-481S - 12 |  | BA-481S | BA481S | 1/2 | 68 | 0.5 | ULTRAPRESS BRASS BALL,2PC,FULL PORT,200 PSIG @250F,PRS X PRS,SS BALL,PTFE SEAT,W/EXT STEM & MEM STOP | 138.1 | 0.54 | 4.75 | 4 | 1 | 6 | 6.6929 | 6.2205 | 2.4409 | 697988640283 | 69798864028 | https://www.milwaukeevalve.com/wp-content/uploads/spec-sheets/BA481S.pdf | https://www.milwaukeevalve.com/wp-content/uploads/ioms/TwoPieceThreadedBallValveIOM.pdf | https://www.milwaukeevalve.com/wp-content/uploads/ioms/UltraPressIOM.pdf | 06/28/11
BV0722 | BA-481S - 34 |  | BA-481S | BA481S | 3/4 | 68 | 0.75 | ULTRAPRESS BRASS BALL,2PC,FULL PORT,200 PSIG @250F,PRS X PRS,SS BALL,PTFE SEAT,W/EXT STEM & MEM STOP | 224.22 | 1 | 6.25 | 4.75 | 1.5 | 4 | 7.4409 | 6.4173 | 2.7559 | 697988640290 | 69798864029 | https://www.milwaukeevalve.com/wp-content/uploads/spec-sheets/BA481S.pdf | https://www.milwaukeevalve.com/wp-content/uploads/ioms/TwoPieceThreadedBallValveIOM.pdf | https://www.milwaukeevalve.com/wp-content/uploads/ioms/UltraPressIOM.pdf | 06/28/11
BV0722 | BA-481S - 100 |  | BA-481S | BA481S | 1 | 68 | 1 | ULTRAPRESS BRASS BALL,2PC,FULL PORT,200 PSIG @250F,PRS X PRS,SS BALL,PTFE SEAT,W/EXT STEM & MEM STOP | 285.22 | 1.34 | 6.75 | 5.25 | 1.75 | 6 | 8.8583 | 6.378 | 4.5276 | 697988640306 | 69798864030 | https://www.milwaukeevalve.com/wp-content/uploads/spec-sheets/BA481S.pdf | https://www.milwaukeevalve.com/wp-content/uploads/ioms/TwoPieceThreadedBallValveIOM.pdf | https://www.milwaukeevalve.com/wp-content/uploads/ioms/UltraPressIOM.pdf | 06/28/11
BV0722 | BA-481S - 112 |  | BA-481S | BA481S | 1 1/2 | 68 | 1.5 | ULTRAPRESS BRASS BALL,2PC,FULL PORT,200 PSIG @250F,PRS X PRS,SS BALL,PTFE SEAT,W/EXT STEM & MEM STOP | 634.74 | 3.02 | 8.25 | 6.25 | 2.75 | 4 | 13.1102 | 6.8504 | 4.1339 | 697988640313 | 69798864031 | https://www.milwaukeevalve.com/wp-content/uploads/spec-sheets/BA481S.pdf | https://www.milwaukeevalve.com/wp-content/uploads/ioms/TwoPieceThreadedBallValveIOM.pdf | https://www.milwaukeevalve.com/wp-content/uploads/ioms/UltraPressIOM.pdf | 06/28/11
BV0722 | BA-481S - 114 |  | BA-481S | BA481S | 1 1/4 | 68 | 1.25 | ULTRAPRESS BRASS BALL,2PC,FULL PORT,200 PSIG @250F,PRS X PRS,SS BALL,PTFE SEAT,W/EXT STEM & MEM STOP | 526.55 | 2.06 | 7.75 | 5.75 | 2.25 | 4 | 10.9055 | 6.1024 | 4.0158 | 697988640320 | 69798864032 | https://www.milwaukeevalve.com/wp-content/uploads/spec-sheets/BA481S.pdf | https://www.milwaukeevalve.com/wp-content/uploads/ioms/TwoPieceThreadedBallValveIOM.pdf | https://www.milwaukeevalve.com/wp-content/uploads/ioms/UltraPressIOM.pdf | 06/28/11
BV0722 | BA-481S - 200 |  | BA-481S | BA481S | 2 | 68 | 2 | ULTRAPRESS BRASS BALL,2PC,FULL PORT,200 PSIG @250F,PRS X PRS,SS BALL,PTFE SEAT,W/EXT STEM & MEM STOP | 1048.36 | 5.82 | 10.75 | 7.25 | 3.5 | 2 | 15.2756 | 7.5591 | 3.3465 | 697988640337 | 69798864033 | https://www.milwaukeevalve.com/wp-content/uploads/spec-sheets/BA481S.pdf | https://www.milwaukeevalve.com/wp-content/uploads/ioms/TwoPieceThreadedBallValveIOM.pdf | https://www.milwaukeevalve.com/wp-content/uploads/ioms/UltraPressIOM.pdf | 06/28/11
BV0722 | BA-481SH- 12 |  | BA-481S | BA481SH | 1/2 | 68 | 0.5 | ULTRAPRESS BRASS BALL,2PC,FULL PRT,200 PSIG @250F,PRS X HOSE,SS BALL,PTFE SEAT,W/EXT STEM & MEM STOP | 176.93 | 0.625 | 4.75 | 4 | 1 | 1 |  |  |  | 697988641969 | 69798864196 | https://www.milwaukeevalve.com/wp-content/uploads/spec-sheets/BA481S.pdf | https://www.milwaukeevalve.com/wp-content/uploads/ioms/UltraPressIOM.pdf |  | 10/07/11
BV0722 | BA-481SH- 34 |  | BA-481S | BA481SH | 3/4 | 68 | 0.75 | ULTRAPRESS BRASS BALL,2PC,FULL PRT,200 PSIG @250F,PRS X HOSE,SS BALL,PTFE SEAT,W/EXT STEM & MEM STOP | 263.06 | 1.065 | 6.25 | 4.75 | 1.5 | 1 |  |  |  | 697988641976 | 69798864197 | https://www.milwaukeevalve.com/wp-content/uploads/spec-sheets/BA481S.pdf | https://www.milwaukeevalve.com/wp-content/uploads/ioms/UltraPressIOM.pdf |  | 10/07/11
BV0722 | BA-485B - 400 |  | BA-485B | BA485B | 4 | 6D | 4 | BALL,2PC,BRASS BODY,CHROME PLATED BALL,600 WOG,SOLDER,FULL PORT | 2393.06 | 31.24 | 0 | 0 | 0 | 1 | 15.1575 | 9.4488 | 6.8898 | 697988646827 | 69798864682 | https://www.milwaukeevalve.com/wp-content/uploads/spec-sheets/BA485B.pdf | https://www.milwaukeevalve.com/wp-content/uploads/ioms/TwoPieceSolderBallValveIOM.pdf |  | 05/07/12
BV0722 | BA-490B - 12 |  | BA-490B | BA490B | 1/2 | 68 | 0.5 | ULTRAPRESS BRASS BALL,2PC,FULL PORT,200 PSIG @250F,PRESS X THREADED,CP BALL,PTFE SEAT | 57.59 | 0.84 | 3.03 | 1.01 | 1.46 | 10 | 6.2205 | 5.748 | 2.4409 | 697988587717 | 69798858771 | https://www.milwaukeevalve.com/wp-content/uploads/spec-sheets/BA490B.pdf | https://www.milwaukeevalve.com/wp-content/uploads/ioms/TwoPieceSolderBallValveIOM.pdf | https://www.milwaukeevalve.com/wp-content/uploads/ioms/UltraPressIOM.pdf | 02/20/07
BV0722 | BA-490B - 34 |  | BA-490B | BA490B | 3/4 | 68 | 0.75 | ULTRAPRESS BRASS BALL,2PC,FULL PORT,200 PSIG @250F,PRESS X THREADED,CP BALL,PTFE SEAT | 88.67 | 0.86 | 3.58 | 1.26 | 1.93 | 6 | 6.9291 | 5.1969 | 2.9528 | 697988587724 | 69798858772 | https://www.milwaukeevalve.com/wp-content/uploads/spec-sheets/BA490B.pdf | https://www.milwaukeevalve.com/wp-content/uploads/ioms/TwoPieceSolderBallValveIOM.pdf | https://www.milwaukeevalve.com/wp-content/uploads/ioms/UltraPressIOM.pdf | 02/20/07
BV0722 | BA-490B - 100 |  | BA-490B | BA490B | 1 | 68 | 1 | ULTRAPRESS BRASS BALL,2PC,FULL PORT,200 PSIG @250F,PRESS X THREADED,CP BALL,PTFE SEAT | 127.84 | 1.2 | 4.29 | 1.48 | 2.1 | 6 | 7.7165 | 6.1417 | 3.3465 | 697988587731 | 69798858773 | https://www.milwaukeevalve.com/wp-content/uploads/spec-sheets/BA490B.pdf | https://www.milwaukeevalve.com/wp-content/uploads/ioms/TwoPieceSolderBallValveIOM.pdf | https://www.milwaukeevalve.com/wp-content/uploads/ioms/UltraPressIOM.pdf | 02/20/07
BV0722 | BA-490B - 112 |  | BA-490B | BA490B | 1 1/2 | 68 | 1.5 | ULTRAPRESS BRASS BALL,2PC,FULL PORT,200 PSIG @250F,PRESS X THREADED,CP BALL,PTFE SEAT | 349.1 | 2.54 | 5.91 | 2 | 2.52 | 4 | 10.9055 | 5.9449 | 4.1339 | 697988587755 | 69798858775 | https://www.milwaukeevalve.com/wp-content/uploads/spec-sheets/BA490B.pdf | https://www.milwaukeevalve.com/wp-content/uploads/ioms/TwoPieceSolderBallValveIOM.pdf | https://www.milwaukeevalve.com/wp-content/uploads/ioms/UltraPressIOM.pdf | 02/20/07
BV0722 | BA-490B - 114 |  | BA-490B | BA490B | 1 1/4 | 68 | 1.25 | ULTRAPRESS BRASS BALL,2PC,FULL PORT,200 PSIG @250F,PRESS X THREADED,CP BALL,PTFE SEAT | 261.57 | 1.2 | 4.84 | 1.76 | 2.33 | 4 | 9.3307 | 5.1575 | 4.0158 | 697988587748 | 69798858774 | https://www.milwaukeevalve.com/wp-content/uploads/spec-sheets/BA490B.pdf | https://www.milwaukeevalve.com/wp-content/uploads/ioms/TwoPieceSolderBallValveIOM.pdf | https://www.milwaukeevalve.com/wp-content/uploads/ioms/UltraPressIOM.pdf | 02/20/07
BV0722 | BA-490B - 200 |  | BA-490B | BA490B | 2 | 68 | 2 | ULTRAPRESS BRASS BALL,2PC,FULL PORT,200 PSIG @250F,PRESS X THREADED,CP BALL,PTFE SEAT | 599.04 | 5 | 6.93 | 2.5 | 2.96 | 2 | 12.5984 | 5.748 | 3.3465 | 697988587762 | 69798858776 | https://www.milwaukeevalve.com/wp-content/uploads/spec-sheets/BA490B.pdf | https://www.milwaukeevalve.com/wp-content/uploads/ioms/TwoPieceSolderBallValveIOM.pdf | https://www.milwaukeevalve.com/wp-content/uploads/ioms/UltraPressIOM.pdf | 02/20/07
BV0722 | BA-490B-TIH 12 |  | BA-490B | BA490BTIH | 1/2 | 68 | 0.5 | ULTRAPRESS BRASS BALL,2PC,FULL PORT,200 PSIG @250F,PRESS X THREADED,CP BALL,PTFE SEAT,INSULATOR HNDL | 136.85 | 1.62 | 3.03 | 1.01 | 1.46 | 1 |  |  |  | 697988679948 | 69798867994 | https://www.milwaukeevalve.com/wp-content/uploads/spec-sheets/BA490BOPT.pdf | https://www.milwaukeevalve.com/wp-content/uploads/ioms/TwoPieceSolderBallValveIOM.pdf | https://www.milwaukeevalve.com/wp-content/uploads/ioms/UltraPressIOM.pdf | 06/25/14
BV0722 | BA-490B-TIH 34 |  | BA-490B | BA490BTIH | 3/4 | 68 | 0.75 | ULTRAPRESS BRASS BALL,2PC,FULL PORT,200 PSIG @250F,PRESS X THREADED,CP BALL,PTFE SEAT,INSULATOR HNDL | 167.95 | 1.91 | 3.58 | 1.26 | 1.93 | 1 |  |  |  | 697988679955 | 69798867995 | https://www.milwaukeevalve.com/wp-content/uploads/spec-sheets/BA490BOPT.pdf | https://www.milwaukeevalve.com/wp-content/uploads/ioms/TwoPieceSolderBallValveIOM.pdf | https://www.milwaukeevalve.com/wp-content/uploads/ioms/UltraPressIOM.pdf | 06/25/14
BV0722 | BA-490B-TIH 100 |  | BA-490B | BA490BTIH | 1 | 68 | 1 | ULTRAPRESS BRASS BALL,2PC,FULL PORT,200 PSIG @250F,PRESS X THREADED,CP BALL,PTFE SEAT,INSULATOR HNDL | 207.12 | 2.25 | 4.29 | 1.48 | 2.1 | 1 |  |  |  | 697988679962 | 69798867996 | https://www.milwaukeevalve.com/wp-content/uploads/spec-sheets/BA490BOPT.pdf | https://www.milwaukeevalve.com/wp-content/uploads/ioms/TwoPieceSolderBallValveIOM.pdf | https://www.milwaukeevalve.com/wp-content/uploads/ioms/UltraPressIOM.pdf | 06/25/14
BV0722 | BA-490B-TIH 112 |  | BA-490B | BA490BTIH | 1 1/2 | 68 | 1.5 | ULTRAPRESS BRASS BALL,2PC,FULL PORT,200 PSIG @250F,PRESS X THREADED,CP BALL,PTFE SEAT,INSULATOR HNDL | 463.01 | 3.59 | 5.91 | 2 | 2.52 | 1 |  |  |  | 697988679986 | 69798867998 | https://www.milwaukeevalve.com/wp-content/uploads/spec-sheets/BA490BOPT.pdf | https://www.milwaukeevalve.com/wp-content/uploads/ioms/TwoPieceSolderBallValveIOM.pdf | https://www.milwaukeevalve.com/wp-content/uploads/ioms/UltraPressIOM.pdf | 06/25/14
BV0722 | BA-490B-TIH 114 |  | BA-490B | BA490BTIH | 1 1/4 | 68 | 1.25 | ULTRAPRESS BRASS BALL,2PC,FULL PORT,200 PSIG @250F,PRESS X THREADED,CP BALL,PTFE SEAT,INSULATOR HNDL | 375.48 | 2.25 | 4.84 | 1.76 | 2.33 | 1 |  |  |  | 697988679979 | 69798867997 | https://www.milwaukeevalve.com/wp-content/uploads/spec-sheets/BA490BOPT.pdf | https://www.milwaukeevalve.com/wp-content/uploads/ioms/TwoPieceSolderBallValveIOM.pdf | https://www.milwaukeevalve.com/wp-content/uploads/ioms/UltraPressIOM.pdf | 06/25/14
BV0722 | BA-490B-TIH 200 |  | BA-490B | BA490BTIH | 2 | 68 | 2 | ULTRAPRESS BRASS BALL,2PC,FULL PORT,200 PSIG @250F,PRESS X THREADED,CP BALL,PTFE SEAT,INSULATOR HNDL | 713.02 | 5.98 | 6.93 | 2.5 | 2.96 | 1 |  |  |  | 697988679993 | 69798867999 | https://www.milwaukeevalve.com/wp-content/uploads/spec-sheets/BA490BOPT.pdf | https://www.milwaukeevalve.com/wp-content/uploads/ioms/TwoPieceSolderBallValveIOM.pdf | https://www.milwaukeevalve.com/wp-content/uploads/ioms/UltraPressIOM.pdf | 06/25/14
BV0722 | BA-490S - 12 |  | BA-490S | BA490S | 1/2 | 68 | 0.5 | ULTRAPRESS BRASS BALL,2PC,FULL PORT,200 PSIG @250F,PRESS X THREADED,SS BALL & STEM,PTFE SEAT | 94.29 | 0.44 | 1.14 | 0.51 | 1.46 | 10 | 6.2205 | 5.748 | 2.4409 | 697988640467 | 69798864046 | https://www.milwaukeevalve.com/wp-content/uploads/spec-sheets/BA490S.pdf | https://www.milwaukeevalve.com/wp-content/uploads/ioms/TwoPieceSolderBallValveIOM.pdf | https://www.milwaukeevalve.com/wp-content/uploads/ioms/UltraPressIOM.pdf | 06/28/11
BV0722 | BA-490S - 34 |  | BA-490S | BA490S | 3/4 | 68 | 0.75 | ULTRAPRESS BRASS BALL,2PC,FULL PORT,200 PSIG @250F,PRESS X THREADED,SS BALL & STEM,PTFE SEAT | 166.43 | 0.84 | 1.31 | 0.76 | 1.46 | 6 | 6.9291 | 5.1969 | 2.9528 | 697988640474 | 69798864047 | https://www.milwaukeevalve.com/wp-content/uploads/spec-sheets/BA490S.pdf | https://www.milwaukeevalve.com/wp-content/uploads/ioms/TwoPieceSolderBallValveIOM.pdf | https://www.milwaukeevalve.com/wp-content/uploads/ioms/UltraPressIOM.pdf | 06/28/11
BV0722 | BA-490S - 100 |  | BA-490S | BA490S | 1 | 68 | 1 | ULTRAPRESS BRASS BALL,2PC,FULL PORT,200 PSIG @250F,PRESS X THREADED,SS BALL & STEM,PTFE SEAT | 224.67 | 1.2 | 1.53 | 0.98 | 2.1 | 6 | 7.7165 | 6.1417 | 3.3465 | 697988640481 | 69798864048 | https://www.milwaukeevalve.com/wp-content/uploads/spec-sheets/BA490S.pdf | https://www.milwaukeevalve.com/wp-content/uploads/ioms/TwoPieceSolderBallValveIOM.pdf | https://www.milwaukeevalve.com/wp-content/uploads/ioms/UltraPressIOM.pdf | 06/28/11
BV0722 | BA-490S - 112 |  | BA-490S | BA490S | 1 1/2 | 68 | 1.5 | ULTRAPRESS BRASS BALL,2PC,FULL PORT,200 PSIG @250F,PRESS X THREADED,SS BALL & STEM,PTFE SEAT | 546.4 | 2.8 | 1.88 | 1.5 | 2.52 | 4 | 10.9055 | 5.9449 | 4.1339 | 697988640504 | 69798864050 | https://www.milwaukeevalve.com/wp-content/uploads/spec-sheets/BA490S.pdf | https://www.milwaukeevalve.com/wp-content/uploads/ioms/TwoPieceSolderBallValveIOM.pdf | https://www.milwaukeevalve.com/wp-content/uploads/ioms/UltraPressIOM.pdf | 06/28/11
BV0722 | BA-490S - 114 |  | BA-490S | BA490S | 1 1/4 | 68 | 1.25 | ULTRAPRESS BRASS BALL,2PC,FULL PORT,200 PSIG @250F,PRESS X THREADED,SS BALL & STEM,PTFE SEAT | 449.35 | 1.88 | 1.71 | 1.26 | 2.33 | 4 | 9.3307 | 5.1575 | 4.0158 | 697988640498 | 69798864049 | https://www.milwaukeevalve.com/wp-content/uploads/spec-sheets/BA490S.pdf | https://www.milwaukeevalve.com/wp-content/uploads/ioms/TwoPieceSolderBallValveIOM.pdf | https://www.milwaukeevalve.com/wp-content/uploads/ioms/UltraPressIOM.pdf | 06/28/11
BV0722 | BA-490S - 200 |  | BA-490S | BA490S | 2 | 68 | 2 | ULTRAPRESS BRASS BALL,2PC,FULL PORT,200 PSIG @250F,PRESS X THREADED,SS BALL & STEM,PTFE SEAT | 915.34 | 5.54 | 2.19 | 2 | 2.96 | 2 | 12.5984 | 5.748 | 3.3465 | 697988640511 | 69798864051 | https://www.milwaukeevalve.com/wp-content/uploads/spec-sheets/BA490S.pdf | https://www.milwaukeevalve.com/wp-content/uploads/ioms/TwoPieceSolderBallValveIOM.pdf | https://www.milwaukeevalve.com/wp-content/uploads/ioms/UltraPressIOM.pdf | 06/28/11
BV0722 | BA-491B - 12 |  | BA-491B | BA491B | 1/2 | 68 | 0.5 | ULTRAPRESS BRASS BALL,2PC,FULL PT,200 PSIG @250F,PRESS X THRD,CP BALL,PTFE ST,W/EXT STEM & MEM STOP | 95.86 | 0.56 | 0 | 0 | 0 | 6 | 6.8898 | 6.1024 | 2.5591 | 697988607934 | 69798860793 | https://www.milwaukeevalve.com/wp-content/uploads/spec-sheets/ba491b.pdf | https://www.milwaukeevalve.com/wp-content/uploads/ioms/TwoPieceSolderBallValveIOM.pdf | https://www.milwaukeevalve.com/wp-content/uploads/ioms/UltraPressIOM.pdf | 03/26/09
BV0722 | BA-491B - 34 |  | BA-491B | BA491B | 3/4 | 68 | 0.75 | ULTRAPRESS BRASS BALL,2PC,FULL PT,200 PSIG @250F,PRESS X THRD,CP BALL,PTFE ST,W/EXT STEM & MEM STOP | 126.91 | 1.02 | 0 | 0 | 0 | 4 | 7.4409 | 6.4173 | 2.7559 | 697988607941 | 69798860794 | https://www.milwaukeevalve.com/wp-content/uploads/spec-sheets/ba491b.pdf | https://www.milwaukeevalve.com/wp-content/uploads/ioms/TwoPieceSolderBallValveIOM.pdf | https://www.milwaukeevalve.com/wp-content/uploads/ioms/UltraPressIOM.pdf | 03/26/09
BV0722 | BA-491B - 100 |  | BA-491B | BA491B | 1 | 68 | 1 | ULTRAPRESS BRASS BALL,2PC,FULL PT,200 PSIG @250F,PRESS X THRD,CP BALL,PTFE ST,W/EXT STEM & MEM STOP | 174.53 | 1.38 | 0 | 0 | 0 | 6 | 7.7165 | 6.1417 | 4.5276 | 697988607958 | 69798860795 | https://www.milwaukeevalve.com/wp-content/uploads/spec-sheets/ba491b.pdf | https://www.milwaukeevalve.com/wp-content/uploads/ioms/TwoPieceSolderBallValveIOM.pdf | https://www.milwaukeevalve.com/wp-content/uploads/ioms/UltraPressIOM.pdf | 03/26/09
BV0722 | BA-491B - 112 |  | BA-491B | BA491B | 1 1/2 | 68 | 1.5 | ULTRAPRESS BRASS BALL,2PC,FULL PT,200 PSIG @250F,PRESS X THRD,CP BALL,PTFE ST,W/EXT STEM & MEM STOP | 412.76 | 2.72 | 0 | 0 | 0 | 4 | 10.9055 | 6.9291 | 4.1339 | 697988607972 | 69798860797 | https://www.milwaukeevalve.com/wp-content/uploads/spec-sheets/ba491b.pdf | https://www.milwaukeevalve.com/wp-content/uploads/ioms/TwoPieceSolderBallValveIOM.pdf | https://www.milwaukeevalve.com/wp-content/uploads/ioms/UltraPressIOM.pdf | 03/26/09
BV0722 | BA-491B - 114 |  | BA-491B | BA491B | 1 1/4 | 68 | 1.25 | ULTRAPRESS BRASS BALL,2PC,FULL PT,200 PSIG @250F,PRESS X THRD,CP BALL,PTFE ST,W/EXT STEM & MEM STOP | 308.21 | 1.86 | 0 | 0 | 0 | 4 | 9.3307 | 6.1417 | 4.0158 | 697988607965 | 69798860796 | https://www.milwaukeevalve.com/wp-content/uploads/spec-sheets/ba491b.pdf | https://www.milwaukeevalve.com/wp-content/uploads/ioms/TwoPieceSolderBallValveIOM.pdf | https://www.milwaukeevalve.com/wp-content/uploads/ioms/UltraPressIOM.pdf | 03/26/09
BV0722 | BA-491B - 200 |  | BA-491B | BA491B | 2 | 68 | 2 | ULTRAPRESS BRASS BALL,2PC,FULL PT,200 PSIG @250F,PRESS X THRD,CP BALL,PTFE ST,W/EXT STEM & MEM STOP | 662.78 | 5.22 | 0 | 0 | 0 | 2 | 12.5984 | 7.5591 | 3.3465 | 697988607989 | 69798860798 | https://www.milwaukeevalve.com/wp-content/uploads/spec-sheets/ba491b.pdf | https://www.milwaukeevalve.com/wp-content/uploads/ioms/TwoPieceSolderBallValveIOM.pdf | https://www.milwaukeevalve.com/wp-content/uploads/ioms/UltraPressIOM.pdf | 03/26/09
BV0722 | BA-491S - 12 |  | BA-491S | BA491S | 1/2 | 68 | 0.5 | ULTRAPRESS BRASS BALL,2PC,FULL PT,200 PSIG @250F,PRESS X THRD,SS BALL,PTFE ST,W/EXT STEM & MEM STOP | 132.52 | 0.56 | 1.41 | 0.51 | 3.71 | 6 | 6.8898 | 6.1024 | 2.5591 | 697988640344 | 69798864034 | https://www.milwaukeevalve.com/wp-content/uploads/spec-sheets/BA491S.pdf | https://www.milwaukeevalve.com/wp-content/uploads/ioms/TwoPieceSolderBallValveIOM.pdf | https://www.milwaukeevalve.com/wp-content/uploads/ioms/UltraPressIOM.pdf | 06/28/11
BV0722 | BA-491S - 34 |  | BA-491S | BA491S | 3/4 | 68 | 0.75 | ULTRAPRESS BRASS BALL,2PC,FULL PT,200 PSIG @250F,PRESS X THRD,SS BALL,PTFE ST,W/EXT STEM & MEM STOP | 213.1 | 1.02 | 1.66 | 4.18 | 0.76 | 4 | 7.4409 | 6.4173 | 2.7559 | 697988640351 | 69798864035 | https://www.milwaukeevalve.com/wp-content/uploads/spec-sheets/BA491S.pdf | https://www.milwaukeevalve.com/wp-content/uploads/ioms/TwoPieceSolderBallValveIOM.pdf | https://www.milwaukeevalve.com/wp-content/uploads/ioms/UltraPressIOM.pdf | 06/28/11
BV0722 | BA-491S - 100 |  | BA-491S | BA491S | 1 | 68 | 1 | ULTRAPRESS BRASS BALL,2PC,FULL PT,200 PSIG @250F,PRESS X THRD,SS BALL,PTFE ST,W/EXT STEM & MEM STOP | 271.43 | 1.38 | 1.8 | 0.98 | 4.35 | 6 | 7.7165 | 6.1417 | 4.5276 | 697988640368 | 69798864036 | https://www.milwaukeevalve.com/wp-content/uploads/spec-sheets/BA491S.pdf | https://www.milwaukeevalve.com/wp-content/uploads/ioms/TwoPieceSolderBallValveIOM.pdf | https://www.milwaukeevalve.com/wp-content/uploads/ioms/UltraPressIOM.pdf | 06/28/11
BV0722 | BA-491S - 112 |  | BA-491S | BA491S | 1 1/2 | 68 | 1.5 | ULTRAPRESS BRASS BALL,2PC,FULL PT,200 PSIG @250F,PRESS X THRD,SS BALL,PTFE ST,W/EXT STEM & MEM STOP | 593.09 | 2.98 | 2.5 | 1.5 | 4.77 | 4 | 10.9055 | 6.9291 | 4.1339 | 697988640375 | 69798864037 | https://www.milwaukeevalve.com/wp-content/uploads/spec-sheets/BA491S.pdf | https://www.milwaukeevalve.com/wp-content/uploads/ioms/TwoPieceSolderBallValveIOM.pdf | https://www.milwaukeevalve.com/wp-content/uploads/ioms/UltraPressIOM.pdf | 06/28/11
BV0722 | BA-491S - 114 |  | BA-491S | BA491S | 1 1/4 | 68 | 1.25 | ULTRAPRESS BRASS BALL,2PC,FULL PT,200 PSIG @250F,PRESS X THRD,SS BALL,PTFE ST,W/EXT STEM & MEM STOP | 496.04 | 2.04 | 2.1 | 1.26 | 4.58 | 4 | 9.3307 | 6.1417 | 4.0158 | 697988640382 | 69798864038 | https://www.milwaukeevalve.com/wp-content/uploads/spec-sheets/BA491S.pdf | https://www.milwaukeevalve.com/wp-content/uploads/ioms/TwoPieceSolderBallValveIOM.pdf | https://www.milwaukeevalve.com/wp-content/uploads/ioms/UltraPressIOM.pdf | 06/28/11
BV0722 | BA-491S - 200 |  | BA-491S | BA491S | 2 | 68 | 2 | ULTRAPRESS BRASS BALL,2PC,FULL PT,200 PSIG @250F,PRESS X THRD,SS BALL,PTFE ST,W/EXT STEM & MEM STOP | 979 | 5.78 | 2.99 | 2 | 5.21 | 2 | 12.5984 | 7.5591 | 3.3465 | 697988640399 | 69798864039 | https://www.milwaukeevalve.com/wp-content/uploads/spec-sheets/BA491S.pdf | https://www.milwaukeevalve.com/wp-content/uploads/ioms/TwoPieceSolderBallValveIOM.pdf | https://www.milwaukeevalve.com/wp-content/uploads/ioms/UltraPressIOM.pdf | 06/28/11
BV0722 | EXTEN15X-A | A | EXTEN15X-A | EXTEN15X |  | 6F | 0 | STEM EXT 8901/8911/8701/8711,BA475B/485B,1/4"-1/2" & BA200/BA250/8201/8211,1/4" - 3/4" | 35.81 | 0.12 | 2.25 | 0 | 0 | 105 |  |  |  | 697988585201 | 69798858520 |  |  |  | 11/03/06
BV0722 | EXTEN25X-A | A | EXTEN25X-A | EXTEN25X |  | 6F | 0 | STEM EXT 8901/8911/8701/8711,BA475B/485B,3/4"-1-1/2" & BA-200/250,8201/8211, 1"- 1 1/4" | 43.74 | 0.18 | 2.25 | 0 | 0 | 60 |  |  |  | 697988590878 | 69798859087 |  |  |  | 06/25/07
BV0722 | EXTEN38X-A | A | EXTEN38X-A | EXTEN38X |  | 6F | 0 | STEM EXT 8901/8911/8701/8711,BA475B/485B, 2" ONLY & BA200/250/8201/8211, 1-1/2 - 2" | 59.72 | 0.28 | 2.25 | 0 | 0 | 300 |  |  |  | 697988590892 | 69798859089 |  |  |  | 06/25/07
BV0722 | EXTEN50X-A | A | EXTEN50X-A | EXTEN50X |  | 6F | 0 | STEM EXT 8901/8911/8701/8711 BA475B/485B,BA200/250,8201/8211,2 1/2" - 3" | 115.4 | 0.5 | 2.25 | 0 | 0 | 25 |  |  |  | 697988590908 | 69798859090 |  |  |  | 06/25/07
BV0722 | PM01000012 |  | PM01 | PM01 | 1/2 |  | 0.5 | PROMAX,BALL,2PC,BRASS BODY,600 WOG,THREADED,FULL PORT,CSA/UL/FM | 56.55 | 0.46 | 3.14 | 2.25 | 1.46 | 10 | 6.1811 | 4.8819 | 2.4409 | 697988542310 | 69798854231 | https://www.milwaukeevalve.com/wp-content/uploads/spec-sheets/PM01.pdf | https://www.milwaukeevalve.com/wp-content/uploads/ioms/TwoPieceThreadedBallValveIOM.pdf |  | 01/20/05
BV0722 | PM01000014 |  | PM01 | PM01 | 1/4 |  | 0.25 | PROMAX,BALL,2PC,BRASS BODY,600 WOG,THREADED,FULL PORT,CSA/UL/FM | 56.55 | 0.3 | 3.14 | 1.87 | 1.42 | 10 | 5.0787 | 4.6457 | 2.1654 | 697988542327 | 69798854232 | https://www.milwaukeevalve.com/wp-content/uploads/spec-sheets/PM01.pdf | https://www.milwaukeevalve.com/wp-content/uploads/ioms/TwoPieceThreadedBallValveIOM.pdf |  | 01/20/05
BV0722 | PM01000034 |  | PM01 | PM01 | 3/4 |  | 0.75 | PROMAX,BALL,2PC,BRASS BODY,600 WOG,THREADED,FULL PORT,CSA/UL/FM | 78.71 | 0.84 | 4.35 | 2.62 | 1.93 | 6 | 6.1811 | 5.1969 | 2.9528 | 697988542341 | 69798854234 | https://www.milwaukeevalve.com/wp-content/uploads/spec-sheets/PM01.pdf | https://www.milwaukeevalve.com/wp-content/uploads/ioms/TwoPieceThreadedBallValveIOM.pdf |  | 01/20/05
BV0722 | PM01000038 |  | PM01 | PM01 | 3/8 |  | 0.375 | PROMAX,BALL,2PC,BRASS BODY,600 WOG,THREADED,FULL PORT,CSA/UL/FM | 56.55 | 0.32 | 3.14 | 1.87 | 1.42 | 10 | 5.0787 | 4.6457 | 2.1654 | 697988542334 | 69798854233 | https://www.milwaukeevalve.com/wp-content/uploads/spec-sheets/PM01.pdf | https://www.milwaukeevalve.com/wp-content/uploads/ioms/TwoPieceThreadedBallValveIOM.pdf |  | 01/20/05
BV0722 | PM01000100 |  | PM01 | PM01 | 1 |  | 1 | PROMAX,BALL,2PC,BRASS BODY,600 WOG,THREADED,FULL PORT,CSA/UL/FM | 133.14 | 1.18 | 4.35 | 3.06 | 2.1 | 6 | 6.1811 | 6.4567 | 3.5039 | 697988542358 | 69798854235 | https://www.milwaukeevalve.com/wp-content/uploads/spec-sheets/PM01.pdf | https://www.milwaukeevalve.com/wp-content/uploads/ioms/TwoPieceThreadedBallValveIOM.pdf |  | 01/20/05
BV0722 | PM01000112 |  | PM01 | PM01 | 1 1/2 |  | 1.5 | PROMAX,BALL,2PC,BRASS BODY,600 WOG,THREADED,FULL PORT,CSA/UL/FM | 268.39 | 2.5 | 5 | 3.75 | 2.52 | 4 | 8.3465 | 5.8661 | 4.5669 | 697988542372 | 69798854237 | https://www.milwaukeevalve.com/wp-content/uploads/spec-sheets/PM01.pdf | https://www.milwaukeevalve.com/wp-content/uploads/ioms/TwoPieceThreadedBallValveIOM.pdf |  | 01/20/05
BV0722 | PM01000114 |  | PM01 | PM01 | 1 1/4 |  | 1.25 | PROMAX,BALL,2PC,BRASS BODY,600 WOG,THREADED,FULL PORT,CSA/UL/FM | 213.59 | 1.74 | 5 | 3.5 | 2.33 | 4 | 7.6378 | 5.0787 | 4.2126 | 697988542365 | 69798854236 | https://www.milwaukeevalve.com/wp-content/uploads/spec-sheets/PM01.pdf | https://www.milwaukeevalve.com/wp-content/uploads/ioms/TwoPieceThreadedBallValveIOM.pdf |  | 01/20/05
BV0722 | PM01000200 |  | PM01 | PM01 | 2 |  | 2 | PROMAX,BALL,2PC,BRASS BODY,600 WOG,THREADED,FULL PORT,CSA/UL/FM | 367.76 | 4.8 | 6.9 | 4.38 | 2.96 | 2 | 10.315 | 5.6693 | 3.5433 | 697988542389 | 69798854238 | https://www.milwaukeevalve.com/wp-content/uploads/spec-sheets/PM01.pdf | https://www.milwaukeevalve.com/wp-content/uploads/ioms/TwoPieceThreadedBallValveIOM.pdf |  | 01/20/05
BV0722 | PM01000212 |  | PM01 | PM01 | 2 1/2 |  | 2.5 | PROMAX,BALL,2PC,BRASS BODY,400 WOG,THREADED,FULL PORT | 1425.99 | 6.78 | 6.9 | 5.5 | 3.7 | 1 | 10.8268 | 5.5118 | 3.5433 | 697988544277 | 69798854427 | https://www.milwaukeevalve.com/wp-content/uploads/spec-sheets/PM01.pdf | https://www.milwaukeevalve.com/wp-content/uploads/ioms/TwoPieceThreadedBallValveIOM.pdf |  | 03/21/05
BV0722 | PM01000300 |  | PM01 | PM01 | 3 |  | 3 | PROMAX,BALL,2PC,BRASS BODY,400 WOG,THREADED,FULL PORT | 2090.12 | 8.98 | 6.9 | 6.25 | 4 | 1 | 11.2205 | 6.4961 | 4.3307 | 697988544284 | 69798854428 | https://www.milwaukeevalve.com/wp-content/uploads/spec-sheets/PM01.pdf | https://www.milwaukeevalve.com/wp-content/uploads/ioms/TwoPieceThreadedBallValveIOM.pdf |  | 03/21/05
BV0722 | PM01LF0012 |  | PM01LF | PM01LF | 1/2 |  | 0.5 | PROMAX LEAD-FREE BALL VALVE,2PC,BRASS BODY,600 WOG,THREADED,FULL PORT | 82.44 | 0.46 | 2.25 | 0.51 | 1.46 | 10 | 6.1811 | 4.8819 | 2.4409 | 697988668959 | 69798866895 | https://www.milwaukeevalve.com/wp-content/uploads/spec-sheets/pm01lf.pdf.pdf | https://www.milwaukeevalve.com/wp-content/uploads/ioms/TwoPieceThreadedBallValveIOM.pdf |  | 07/12/13
BV0722 | PM01LF0014 |  | PM01LF | PM01LF | 1/4 |  | 0.25 | PROMAX LEAD-FREE BALL VALVE,2PC,BRASS BODY,600 WOG,THREADED,FULL PORT | 82.44 | 0.32 | 1.87 | 0.39 | 1.42 | 10 | 5.0787 | 4.6457 | 2.1654 | 697988668966 | 69798866896 | https://www.milwaukeevalve.com/wp-content/uploads/spec-sheets/pm01lf.pdf.pdf | https://www.milwaukeevalve.com/wp-content/uploads/ioms/TwoPieceThreadedBallValveIOM.pdf |  | 07/12/13
BV0722 | PM01LF0034 |  | PM01LF | PM01LF | 3/4 |  | 0.75 | PROMAX LEAD-FREE BALL VALVE,2PC,BRASS BODY,600 WOG,THREADED,FULL PORT | 114.88 | 0.84 | 2.62 | 0.76 | 1.93 | 6 | 6.1811 | 5.1969 | 2.9528 | 697988668973 | 69798866897 | https://www.milwaukeevalve.com/wp-content/uploads/spec-sheets/pm01lf.pdf.pdf | https://www.milwaukeevalve.com/wp-content/uploads/ioms/TwoPieceThreadedBallValveIOM.pdf |  | 07/12/13
BV0722 | PM01LF0038 |  | PM01LF | PM01LF | 3/8 |  | 0.375 | PROMAX LEAD-FREE BALL VALVE,2PC,BRASS BODY,600 WOG,THREADED,FULL PORT | 82.44 | 0.32 | 1.87 | 0.39 | 1.42 | 10 | 5.0787 | 4.6457 | 2.1654 | 697988668980 | 69798866898 | https://www.milwaukeevalve.com/wp-content/uploads/spec-sheets/pm01lf.pdf.pdf | https://www.milwaukeevalve.com/wp-content/uploads/ioms/TwoPieceThreadedBallValveIOM.pdf |  | 07/12/13
BV0722 | PM01LF0100 |  | PM01LF | PM01LF | 1 |  | 1 | PROMAX LEAD-FREE BALL VALVE,2PC,BRASS BODY,600 WOG,THREADED,FULL PORT | 194.27 | 1.2 | 3.75 | 1.5 | 2.52 | 6 | 6.1811 | 6.4567 | 3.5039 | 697988668997 | 69798866899 | https://www.milwaukeevalve.com/wp-content/uploads/spec-sheets/pm01lf.pdf.pdf | https://www.milwaukeevalve.com/wp-content/uploads/ioms/TwoPieceThreadedBallValveIOM.pdf |  | 07/12/13
BV0722 | PM01LF0112 |  | PM01LF | PM01LF | 1 1/2 |  | 1.5 | PROMAX LEAD-FREE BALL VALVE,2PC,BRASS BODY,600 WOG,THREADED,FULL PORT | 391.62 | 2.6 | 2.96 | 1.31 | 2.84 | 4 | 8.3465 | 5.8661 | 4.5669 | 697988669017 | 69798866901 | https://www.milwaukeevalve.com/wp-content/uploads/spec-sheets/pm01lf.pdf.pdf | https://www.milwaukeevalve.com/wp-content/uploads/ioms/TwoPieceThreadedBallValveIOM.pdf |  | 07/12/13
BV0722 | PM01LF0114 |  | PM01LF | PM01LF | 1 1/4 |  | 1.25 | PROMAX LEAD-FREE BALL VALVE,2PC,BRASS BODY,600 WOG,THREADED,FULL PORT | 311.6 | 1.84 | 3.5 | 1.26 | 2.33 | 4 | 7.6378 | 5.0787 | 4.2126 | 697988669000 | 69798866900 | https://www.milwaukeevalve.com/wp-content/uploads/spec-sheets/pm01lf.pdf.pdf | https://www.milwaukeevalve.com/wp-content/uploads/ioms/TwoPieceThreadedBallValveIOM.pdf |  | 07/12/13
BV0722 | PM01LF0200 |  | PM01LF | PM01LF | 2 |  | 2 | PROMAX LEAD-FREE BALL VALVE,2PC,BRASS BODY,600 WOG,THREADED,FULL PORT | 536.56 | 5.38 | 4.38 | 2 | 2.96 | 2 | 10.315 | 5.6693 | 3.5433 | 697988669024 | 69798866902 | https://www.milwaukeevalve.com/wp-content/uploads/spec-sheets/pm01lf.pdf.pdf | https://www.milwaukeevalve.com/wp-content/uploads/ioms/TwoPieceThreadedBallValveIOM.pdf |  | 07/12/13
BV0722 | PM11000012 |  | PM11 | PM11 | 1/2 |  | 0.5 | PROMAX,BALL,2PC,BRASS BODY,600 WOG,SOLDER,FULL PORT | 56.55 | 0.38 | 3.14 | 2.28 | 1.46 | 10 | 6.1811 | 4.8819 | 2.4409 | 697988542396 | 69798854239 | https://www.milwaukeevalve.com/wp-content/uploads/spec-sheets/PM11.pdf | https://www.milwaukeevalve.com/wp-content/uploads/ioms/TwoPieceSolderBallValveIOM.pdf |  | 01/20/05
BV0722 | PM11000034 |  | PM11 | PM11 | 3/4 |  | 0.75 | PROMAX,BALL,2PC,BRASS BODY,600 WOG,SOLDER,FULL PORT | 78.71 | 0.78 | 4.35 | 3.1 | 1.93 | 6 | 6.6142 | 5.1969 | 2.9528 | 697988542402 | 69798854240 | https://www.milwaukeevalve.com/wp-content/uploads/spec-sheets/PM11.pdf | https://www.milwaukeevalve.com/wp-content/uploads/ioms/TwoPieceSolderBallValveIOM.pdf |  | 01/20/05
BV0722 | PM11000100 |  | PM11 | PM11 | 1 |  | 1 | PROMAX,BALL,2PC,BRASS BODY,600 WOG,SOLDER,FULL PORT | 133.14 | 1.1 | 4.35 | 3.56 | 2.1 | 6 | 7.4409 | 6.4173 | 3.3465 | 697988542419 | 69798854241 | https://www.milwaukeevalve.com/wp-content/uploads/spec-sheets/PM11.pdf | https://www.milwaukeevalve.com/wp-content/uploads/ioms/TwoPieceSolderBallValveIOM.pdf |  | 01/20/05
BV0722 | PM11000112 |  | PM11 | PM11 | 1 1/2 |  | 1.5 | PROMAX,BALL,2PC,BRASS BODY,600 WOG,SOLDER,FULL PORT | 268.39 | 2.3 | 5 | 4.64 | 2.52 | 4 | 9.3307 | 5.8661 | 4.0158 | 697988542433 | 69798854243 | https://www.milwaukeevalve.com/wp-content/uploads/spec-sheets/PM11.pdf | https://www.milwaukeevalve.com/wp-content/uploads/ioms/TwoPieceSolderBallValveIOM.pdf |  | 01/20/05
BV0722 | PM11000114 |  | PM11 | PM11 | 1 1/4 |  | 1.25 | PROMAX,BALL,2PC,BRASS BODY,600 WOG,SOLDER,FULL PORT | 213.59 | 1.56 | 5 | 4.13 | 2.33 | 4 | 8.4252 | 5.0787 | 4.0158 | 697988542426 | 69798854242 | https://www.milwaukeevalve.com/wp-content/uploads/spec-sheets/PM11.pdf | https://www.milwaukeevalve.com/wp-content/uploads/ioms/TwoPieceSolderBallValveIOM.pdf |  | 01/20/05
BV0722 | PM11000200 |  | PM11 | PM11 | 2 |  | 2 | PROMAX,BALL,2PC,BRASS BODY,600 WOG,SOLDER,FULL PORT | 367.76 | 4.5 | 6.9 | 5.75 | 2.96 | 2 | 11.5354 | 5.748 | 3.1496 | 697988542440 | 69798854244 | https://www.milwaukeevalve.com/wp-content/uploads/spec-sheets/PM11.pdf | https://www.milwaukeevalve.com/wp-content/uploads/ioms/TwoPieceSolderBallValveIOM.pdf |  | 01/20/05
BV0722 | PM11000212 |  | PM11 | PM11 | 2 1/2 |  | 2.5 | PROMAX,BALL,2PC,BRASS BODY,400 WOG,SOLDER,FULL PORT | 1425.99 | 5.62 | 6.9 | 5.94 | 3.7 | 1 | 11.4173 | 6.1024 | 3.6614 | 697988544291 | 69798854429 | https://www.milwaukeevalve.com/wp-content/uploads/spec-sheets/PM11.pdf | https://www.milwaukeevalve.com/wp-content/uploads/ioms/TwoPieceSolderBallValveIOM.pdf |  | 03/21/05
BV0722 | PM11000300 |  | PM11 | PM11 | 3 |  | 3 | PROMAX,BALL,2PC,BRASS BODY,400 WOG,SOLDER,FULL PORT | 2090.12 | 8.42 | 6.9 | 6.97 | 4 | 1 | 11.4173 | 6.2205 | 4.5276 | 697988544307 | 69798854430 | https://www.milwaukeevalve.com/wp-content/uploads/spec-sheets/PM11.pdf | https://www.milwaukeevalve.com/wp-content/uploads/ioms/TwoPieceSolderBallValveIOM.pdf |  | 03/21/05
BV0722 | PM11LF0012 |  | PM11LF | PM11LF | 1/2 |  | 0.5 | PROMAX LEAD-FREE BALL VALVE,2PC,BRASS BODY,600 WOG,SOLDER,FULL PORT | 82.44 | 0.44 | 2.28 | 0.5 | 1.46 | 10 | 6.1811 | 4.8819 | 2.4409 | 697988669031 | 69798866903 | https://www.milwaukeevalve.com/wp-content/uploads/spec-sheets/pm11lf.pdf.pdf | https://www.milwaukeevalve.com/wp-content/uploads/ioms/TwoPieceSolderBallValveIOM.pdf |  | 07/12/13
BV0722 | PM11LF0034 |  | PM11LF | PM11LF | 3/4 |  | 0.75 | PROMAX LEAD-FREE BALL VALVE,2PC,BRASS BODY,600 WOG,SOLDER,FULL PORT | 114.88 | 0.78 | 3.1 | 0.76 | 1.93 | 6 | 6.6142 | 5.1969 | 2.9528 | 697988669048 | 69798866904 | https://www.milwaukeevalve.com/wp-content/uploads/spec-sheets/pm11lf.pdf.pdf | https://www.milwaukeevalve.com/wp-content/uploads/ioms/TwoPieceSolderBallValveIOM.pdf |  | 07/12/13
BV0722 | PM11LF0100 |  | PM11LF | PM11LF | 1 |  | 1 | PROMAX LEAD-FREE BALL VALVE,2PC,BRASS BODY,600 WOG,SOLDER,FULL PORT | 194.27 | 1.1 | 3.56 | 1 | 2.1 | 6 | 7.4409 | 6.4173 | 3.3465 | 697988669055 | 69798866905 | https://www.milwaukeevalve.com/wp-content/uploads/spec-sheets/pm11lf.pdf.pdf | https://www.milwaukeevalve.com/wp-content/uploads/ioms/TwoPieceSolderBallValveIOM.pdf |  | 07/12/13
BV0722 | PM11LF0112 |  | PM11LF | PM11LF | 1 1/2 |  | 1.5 | PROMAX LEAD-FREE BALL VALVE,2PC,BRASS BODY,600 WOG,SOLDER,FULL PORT | 391.62 | 2.52 | 4.64 | 1.5 | 2.52 | 4 | 9.3307 | 5.8661 | 4.0158 | 697988669079 | 69798866907 | https://www.milwaukeevalve.com/wp-content/uploads/spec-sheets/pm11lf.pdf.pdf | https://www.milwaukeevalve.com/wp-content/uploads/ioms/TwoPieceSolderBallValveIOM.pdf |  | 07/12/13
BV0722 | PM11LF0114 |  | PM11LF | PM11LF | 1 1/4 |  | 1.25 | PROMAX LEAD-FREE BALL VALVE,2PC,BRASS BODY,600 WOG,SOLDER,FULL PORT | 311.6 | 1.72 | 4.13 | 1.26 | 2.33 | 4 | 8.4252 | 5.0787 | 4.0158 | 697988669062 | 69798866906 | https://www.milwaukeevalve.com/wp-content/uploads/spec-sheets/pm11lf.pdf.pdf | https://www.milwaukeevalve.com/wp-content/uploads/ioms/TwoPieceSolderBallValveIOM.pdf |  | 07/12/13
BV0722 | PM11LF0200 |  | PM11LF | PM11LF | 2 |  | 2 | PROMAX LEAD-FREE BALL VALVE,2PC,BRASS BODY,600 WOG,SOLDER,FULL PORT | 536.56 | 5.1 | 5.75 | 2 | 2.96 | 2 | 11.5354 | 5.748 | 3.1496 | 697988669086 | 69798866908 | https://www.milwaukeevalve.com/wp-content/uploads/spec-sheets/pm11lf.pdf.pdf | https://www.milwaukeevalve.com/wp-content/uploads/ioms/TwoPieceSolderBallValveIOM.pdf |  | 07/12/13
BV0722 | TIH - C1-940 |  | TIH-C1-940 | TIHC1940 |  | 6A | 0 | THERMAL INSULATOR HANDLE,1/4"-1/2",BA-475/BA-485/BA-480B/BA-490B AND 8901/8911 SERIES | 63.7 | 0.78 | 4.5 | 3.06 | 3.56 | 1 |  |  |  | 697988675803 | 69798867580 | https://www.milwaukeevalve.com/wp-content/uploads/literature-newsletters/InsulatorHandleTIH.pdf | https://www.milwaukeevalve.com/wp-content/uploads/ioms/InsulatorHandleIOM.pdf |  | 04/24/13
BV0722 | TIH - D -940 |  | TIH-D-940 | TIHD940 |  | 6A | 0 | THERMAL INSULATOR HANDLE,1/4"-1/2",BA-100/BA-150 AND 8501/8511 SERIES | 61.81 | 0.76 | 4.5 | 3.06 | 3.56 | 1 |  |  |  | 697988675810 | 69798867581 | https://www.milwaukeevalve.com/wp-content/uploads/literature-newsletters/InsulatorHandleTIH.pdf | https://www.milwaukeevalve.com/wp-content/uploads/ioms/InsulatorHandleIOM.pdf |  | 04/24/13
BV0722 | TIH - D3-940 |  | TIH-D3-940 | TIHD3940 |  | 6A | 0 | THERMAL INSULATOR HANDLE,1/4"-1/2",BA-300/BA-350 SERIES | 64.24 | 0.76 | 4.5 | 3.06 | 3.56 | 1 |  |  |  | 697988682450 | 69798868245 | https://www.milwaukeevalve.com/wp-content/uploads/literature-newsletters/InsulatorHandleTIH.pdf | https://www.milwaukeevalve.com/wp-content/uploads/ioms/InsulatorHandleIOM.pdf |  | 04/21/14
BV0722 | TIH - F -940 |  | TIH-F-940 | TIHF940 |  | 6A | 0 | THERMAL INSULATOR HANDLE,3/4"-1" BA-100/BA-150 AND 8501/8511 SERIES | 61.81 | 1.05 | 4.5 | 3.06 | 3.56 | 1 |  |  |  | 697988675827 | 69798867582 | https://www.milwaukeevalve.com/wp-content/uploads/literature-newsletters/InsulatorHandleTIH.pdf | https://www.milwaukeevalve.com/wp-content/uploads/ioms/InsulatorHandleIOM.pdf |  | 04/24/13
BV0722 | TIH - F3-940 |  | TIH-F3-940 | TIHF3940 |  | 6A | 0 | THERMAL INSULATOR HANDLE,3/4",BA-300/350 8604/8603/8614 AND 8613 SERIES | 64.24 | 0.76 | 4.5 | 3.06 | 3.56 | 1 |  |  |  | 697988682467 | 69798868246 | https://www.milwaukeevalve.com/wp-content/uploads/literature-newsletters/InsulatorHandleTIH.pdf | https://www.milwaukeevalve.com/wp-content/uploads/ioms/InsulatorHandleIOM.pdf |  | 04/21/14
BV0722 | TIH - H1-940 |  | TIH-H1-940 | TIHH1940 |  | 6A | 0 | THERMAL INSULATOR HANDLE,3/4"-1-1/2",BA-475/BA-485/BA-480B/BA-490B SERIES AND 8901/8911 SERIES | 63.7 | 1.05 | 4.5 | 3.06 | 3.56 | 1 |  |  |  | 697988675834 | 69798867583 | https://www.milwaukeevalve.com/wp-content/uploads/literature-newsletters/InsulatorHandleTIH.pdf | https://www.milwaukeevalve.com/wp-content/uploads/ioms/InsulatorHandleIOM.pdf |  | 04/24/13
BV0722 | TIH - J -940 |  | TIH-J-940 | TIHJ940 |  | 6A | 0 | THERMAL INSULATOR HANDLE,FITS SIZES 1-1/4" - 2" BA-100/150,8501/8511 SERIES | 88.87 | 0.98 | 7 | 3.44 | 3.56 | 1 |  |  |  | 697988675841 | 69798867584 | https://www.milwaukeevalve.com/wp-content/uploads/literature-newsletters/InsulatorHandleTIH.pdf | https://www.milwaukeevalve.com/wp-content/uploads/ioms/InsulatorHandleIOM.pdf |  | 04/24/13
BV0722 | TIH - J1-940 |  | TIH-J1-940 | TIHJ1940 |  | 6A | 0 | THERMAL INSULATOR HANDLE,FITS 2",BA-475/BA-485/BA-480B/BA-490B SERIES AND 8901/8911 SERIES | 91.62 | 0.98 | 7 | 3.44 | 3.56 | 1 |  |  |  | 697988675858 | 69798867585 | https://www.milwaukeevalve.com/wp-content/uploads/literature-newsletters/InsulatorHandleTIH.pdf | https://www.milwaukeevalve.com/wp-content/uploads/ioms/InsulatorHandleIOM.pdf |  | 04/24/13
BV0722 | TIH - J3-940 |  | TIH-J3-940 | TIHJ3940 |  | 6A | 0 | THERMAL INSULATOR HANDLE,1"-1 1/2",BA-300/BA-350 SERIES AND 8604/8603/8614/8613 SERIES | 93.61 | 0.98 | 7 | 3.44 | 3.56 | 1 |  |  |  | 697988682474 | 69798868247 | https://www.milwaukeevalve.com/wp-content/uploads/literature-newsletters/InsulatorHandleTIH.pdf | https://www.milwaukeevalve.com/wp-content/uploads/ioms/InsulatorHandleIOM.pdf |  | 04/21/14
BV0722 | TIH - K -940 |  | TIH-K-940 | TIHK940 |  | 6A | 0 | THERMAL INSULATOR HANDLE,2",BA-400/BA-450 SERIES AND 8301A/8311A SERIES | 88.87 | 0.96 | 7 | 3.44 | 3.56 | 1 |  |  |  | 697988675865 | 69798867586 | https://www.milwaukeevalve.com/wp-content/uploads/literature-newsletters/InsulatorHandleTIH.pdf | https://www.milwaukeevalve.com/wp-content/uploads/ioms/InsulatorHandleIOM.pdf |  | 04/24/13
BV0722 | TIH - K3-940 |  | TIH-K3-940 | TIHK3940 |  | 6A | 0 | THERMAL INSULATOR HANDLE,2",BA-300/BA-350 | 93.61 | 1 | 7 | 3.44 | 3.56 | 1 |  |  |  | 697988683013 | 69798868301 | https://www.milwaukeevalve.com/wp-content/uploads/literature-newsletters/InsulatorHandleTIH.pdf | https://www.milwaukeevalve.com/wp-content/uploads/ioms/InsulatorHandleIOM.pdf |  | 04/21/14
CSV722 | 1550CB2HWM020 | M | 1550CB2 | 1550CB2HW | 2 | 96 | 2 | ATE,CL150 CAST STEEL,ASTM A216-WCB,API TRIM 8,(Cr13 STEM/DISC FACE,HF CoCr SEAT FACE),FLANGED | 2932.52 | 41.8 | 7 | 2 | 16.29 | 1 |  |  |  | 697988721128 | 69798872112 | https://www.milwaukeevalve.com/wp-content/uploads/15501552cb2_2-8.pdf | https://www.milwaukeevalve.com/wp-content/uploads/ioms/CastSteelIOM.pdf | https://www.hammondvalve.com/wp-content/uploads/ioms/cast_steel_chainwheels.pdf | 12/19/18
CSV722 | 1550CB2HWM025 | M | 1550CB2 | 1550CB2HW | 2 1/2 | 96 | 2.5 | GATE,CL150 CAST STEEL,ASTM A216-WCB,API TRIM 8,(Cr13 STEM/DISC FACE,HF CoCr SEAT FACE),FLANGED | 4204.99 | 55 | 7.5 | 2.5 | 17.32 | 1 |  |  |  | 697988721135 | 69798872113 | https://www.milwaukeevalve.com/wp-content/uploads/15501552cb2_2-8.pdf | https://www.milwaukeevalve.com/wp-content/uploads/ioms/CastSteelIOM.pdf | https://www.hammondvalve.com/wp-content/uploads/ioms/cast_steel_chainwheels.pdf | 12/19/18
CSV722 | 1550CB2HWM030 | M | 1550CB2 | 1550CB2HW | 3 | 96 | 3 | GATE,CL150 CAST STEEL,ASTM A216-WCB,API TRIM 8,(Cr13 STEM/DISC FACE,HF CoCr SEAT FACE),FLANGED | 4204.99 | 68.2 | 8 | 3 | 19.68 | 1 |  |  |  | 697988721142 | 69798872114 | https://www.milwaukeevalve.com/wp-content/uploads/15501552cb2_2-8.pdf | https://www.milwaukeevalve.com/wp-content/uploads/ioms/CastSteelIOM.pdf | https://www.hammondvalve.com/wp-content/uploads/ioms/cast_steel_chainwheels.pdf | 12/19/18
CSV722 | 1550CB2HWM040 | M | 1550CB2 | 1550CB2HW | 4 | 96 | 4 | GATE,CL150 CAST STEEL,ASTM A216-WCB,API TRIM 8,(Cr13 STEM/DISC FACE,HF CoCr SEAT FACE),FLANGED | 5379.69 | 101.2 | 9 | 4 | 24.76 | 1 |  |  |  | 697988721159 | 69798872115 | https://www.milwaukeevalve.com/wp-content/uploads/15501552cb2_2-8.pdf | https://www.milwaukeevalve.com/wp-content/uploads/ioms/CastSteelIOM.pdf | https://www.hammondvalve.com/wp-content/uploads/ioms/cast_steel_chainwheels.pdf | 12/19/18
CSV722 | 1550CB2HWM050 | M | 1550CB2 | 1550CB2HW | 5 | 96 | 5 | GATE,CL150 CAST STEEL,ASTM A216-WCB,API TRIM 8,(Cr13 STEM/DISC FACE,HF CoCr SEAT FACE),FLANGED | 8283.64 | 136.4 | 10 | 5 | 28.38 | 1 |  |  |  | 697988721166 | 69798872116 | https://www.milwaukeevalve.com/wp-content/uploads/15501552cb2_2-8.pdf | https://www.milwaukeevalve.com/wp-content/uploads/ioms/CastSteelIOM.pdf | https://www.hammondvalve.com/wp-content/uploads/ioms/cast_steel_chainwheels.pdf | 12/19/18
CSV722 | 1550CB2HWM060 | M | 1550CB2 | 1550CB2HW | 6 | 96 | 6 | GATE,CL150 CAST STEEL,ASTM A216-WCB,API TRIM 8,(Cr13 STEM/DISC FACE,HF CoCr SEAT FACE),FLANGED | 8283.64 | 160.6 | 10.5 | 6 | 32.8 | 1 |  |  |  | 697988721173 | 69798872117 | https://www.milwaukeevalve.com/wp-content/uploads/15501552cb2_2-8.pdf | https://www.milwaukeevalve.com/wp-content/uploads/ioms/CastSteelIOM.pdf | https://www.hammondvalve.com/wp-content/uploads/ioms/cast_steel_chainwheels.pdf | 12/19/18
CSV722 | 1550CB2HWM080 | M | 1550CB2 | 1550CB2HW | 8 | 96 | 8 | GATE,CL150 CAST STEEL,ASTM A216-WCB,API TRIM 8,(Cr13 STEM/DISC FACE,HF CoCr SEAT FACE),FLANGED | 13398.2 | 244.2 | 11.5 | 8 | 40.74 | 1 |  |  |  | 697988721180 | 69798872118 | https://www.milwaukeevalve.com/wp-content/uploads/15501552cb2_2-8.pdf | https://www.milwaukeevalve.com/wp-content/uploads/ioms/CastSteelIOM.pdf | https://www.hammondvalve.com/wp-content/uploads/ioms/cast_steel_chainwheels.pdf | 12/19/18
CSV722 | 1550CB2HWM100 | M | 1550CB2 | 1550CB2HW | 10 | 96 | 10 | GATE,CL150 CAST STEEL,ASTM A216-WCB,API TRIM 8,(Cr13 STEM/DISC FACE,HF CoCr SEAT FACE),FLANGED | 19291.77 | 393.8 | 13 | 10 | 50.11 | 1 |  |  |  | 697988721197 | 69798872119 | https://www.milwaukeevalve.com/wp-content/uploads/15501552cb2_10-18.pdf | https://www.milwaukeevalve.com/wp-content/uploads/ioms/CastSteelIOM.pdf | https://www.hammondvalve.com/wp-content/uploads/ioms/cast_steel_chainwheels.pdf | 12/19/18
CSV722 | 1550CB2HWM120 | M | 1550CB2 | 1550CB2HW | 12 | 96 | 12 | GATE,CL150 CAST STEEL,ASTM A216-WCB,API TRIM 8,(Cr13 STEM/DISC FACE,HF CoCr SEAT FACE),FLANGED | 24483.84 | 576.4 | 14 | 12 | 58.66 | 1 |  |  |  | 697988721203 | 69798872120 | https://www.milwaukeevalve.com/wp-content/uploads/15501552cb2_10-18.pdf | https://www.milwaukeevalve.com/wp-content/uploads/ioms/CastSteelIOM.pdf | https://www.hammondvalve.com/wp-content/uploads/ioms/cast_steel_chainwheels.pdf | 12/19/18
CSV722 | 1550CB2HWM140 | M | 1550CB2 | 1550CB2HW | 14 | 96 | 14 | GATE,CL150 CAST STEEL,ASTM A216-WCB,API TRIM 8,(Cr13 STEM/DISC FACE,HF CoCr SEAT FACE),FLANGED | 40900.22 | 730.4 | 15 | 14 | 64.65 | 1 |  |  |  | 697988721210 | 69798872121 | https://www.milwaukeevalve.com/wp-content/uploads/15501552cb2_10-18.pdf | https://www.milwaukeevalve.com/wp-content/uploads/ioms/CastSteelIOM.pdf | https://www.hammondvalve.com/wp-content/uploads/ioms/cast_steel_chainwheels.pdf | 12/19/18
CSV722 | 1550CB2HWM160 | M | 1550CB2 | 1550CB2HW | 16 | 96 | 16 | GATE,CL150 CAST STEEL,ASTM A216-WCB,API TRIM 8,(Cr13 STEM/DISC FACE,HF CoCr SEAT FACE),FLANGED | 56137.88 | 943.8 | 16 | 16 | 73.23 | 1 |  |  |  | 697988721227 | 69798872122 | https://www.milwaukeevalve.com/wp-content/uploads/15501552cb2_10-18.pdf | https://www.milwaukeevalve.com/wp-content/uploads/ioms/CastSteelIOM.pdf | https://www.hammondvalve.com/wp-content/uploads/ioms/cast_steel_chainwheels.pdf | 12/19/18
CSV722 | 1550CB2HWM180 | M | 1550CB2 | 1550CB2HW | 18 | 96 | 18 | GATE,CL150 CAST STEEL,ASTM A216-WCB,API TRIM 8,(Cr13 STEM/DISC FACE,HF CoCr SEAT FACE),FLANGED | 63997.31 | 1150.6 | 17 | 18 | 81.88 | 1 |  |  |  | 697988721234 | 69798872123 | https://www.milwaukeevalve.com/wp-content/uploads/15501552cb2_10-18.pdf | https://www.milwaukeevalve.com/wp-content/uploads/ioms/CastSteelIOM.pdf | https://www.hammondvalve.com/wp-content/uploads/ioms/cast_steel_chainwheels.pdf | 12/19/18
CSV722 | 1550CB2HWM200 | M | 1550CB2 | 1550CB2HW | 20 | 96 | 20 | GATE,CL150 CAST STEEL,ASTM A216-WCB,API TRIM 8,(Cr13 STEM/DISC FACE,HF CoCr SEAT FACE),FLANGED | 84845.99 | 1496 | 18 | 20 | 94.5 | 1 |  |  |  | 697988721241 | 69798872124 | https://www.milwaukeevalve.com/wp-content/uploads/15501552cb2_20-24.pdf | https://www.milwaukeevalve.com/wp-content/uploads/ioms/CastSteelIOM.pdf | https://www.hammondvalve.com/wp-content/uploads/ioms/cast_steel_chainwheels.pdf | 12/19/18
CSV722 | 1550CB2HWM240 | M | 1550CB2 | 1550CB2HW | 24 | 96 | 24 | GATE,CL150 CAST STEEL,ASTM A216-WCB,API TRIM 8,(Cr13 STEM/DISC FACE,HF CoCr SEAT FACE),FLANGED | 113878.62 | 2118.6 | 20 | 24 | 105.3 | 1 |  |  |  | 697988721258 | 69798872125 | https://www.milwaukeevalve.com/wp-content/uploads/15501552cb2_20-24.pdf | https://www.milwaukeevalve.com/wp-content/uploads/ioms/CastSteelIOM.pdf | https://www.hammondvalve.com/wp-content/uploads/ioms/cast_steel_chainwheels.pdf | 12/19/18
CSV722 | 1550CB2HWY100 | Y | 1550CB2 | 1550CB2HW | 10 | 96 | 10 | GATE,CL150 CAST STEEL,ASTM A216-WCB,API TRIM 8,(Cr13 STEM/DISC FACE,HF CoCr SEAT FACE),FLANGED | 19291.77 | 405 | 13 | 10 | 50.11 | 1 |  |  |  | 697988671065 | 69798867106 | https://www.milwaukeevalve.com/wp-content/uploads/15501552cb2_10-18.pdf | https://www.milwaukeevalve.com/wp-content/uploads/ioms/CastSteelIOM.pdf |  | 10/15/13
CSV722 | 1550CB2HWY120 | Y | 1550CB2 | 1550CB2HW | 12 | 96 | 12 | GATE,CL150 CAST STEEL,ASTM A216-WCB,API TRIM 8,(Cr13 STEM/DISC FACE,HF CoCr SEAT FACE),FLANGED | 24483.84 | 594 | 14 | 12 | 58.66 | 1 |  |  |  | 697988671072 | 69798867107 | https://www.milwaukeevalve.com/wp-content/uploads/15501552cb2_10-18.pdf | https://www.milwaukeevalve.com/wp-content/uploads/ioms/CastSteelIOM.pdf |  | 10/15/13
CSV722 | 1552CB2HWM025 | M | 1552CB2 | 1552CB2HW | 2 1/2 | 96 | 2.5 | GATE,CL150 CAST STEEL,ASTM A216-WCB,API TRIM 8,(Cr13 STEM/DISC FACE,HF CoCr SEAT FACE),BWE | 4580.23 | 0 | 8 | 3 | 19.68 | 1 |  |  |  | 697988721371 | 69798872137 | https://www.milwaukeevalve.com/wp-content/uploads/15501552cb2_2-8.pdf | https://www.milwaukeevalve.com/wp-content/uploads/ioms/CastSteelIOM.pdf |  | 12/19/18
CSV722 | 1552CB2HWM030 | M | 1552CB2 | 1552CB2HW | 3 | 96 | 3 | GATE,CL150 CAST STEEL,ASTM A216-WCB,API TRIM 8,(Cr13 STEM/DISC FACE,HF CoCr SEAT FACE),BWE | 4580.23 | 0 | 8 | 3 | 19.68 | 1 |  |  |  | 697988721388 | 69798872138 | https://www.milwaukeevalve.com/wp-content/uploads/15501552cb2_2-8.pdf | https://www.milwaukeevalve.com/wp-content/uploads/ioms/CastSteelIOM.pdf |  | 12/19/18
CSV722 | 1552CB2HWM040 | M | 1552CB2 | 1552CB2HW | 4 | 96 | 4 | GATE,CL150 CAST STEEL,ASTM A216-WCB,API TRIM 8,(Cr13 STEM/DISC FACE,HF CoCr SEAT FACE),BWE | 5860.99 | 0 | 9 | 4 | 24.76 | 1 |  |  |  | 697988721395 | 69798872139 | https://www.milwaukeevalve.com/wp-content/uploads/15501552cb2_2-8.pdf | https://www.milwaukeevalve.com/wp-content/uploads/ioms/CastSteelIOM.pdf |  | 12/19/18
CSV722 | 1552CB2HWM080 | M | 1552CB2 | 1552CB2HW | 8 | 96 | 8 | GATE,CL150 CAST STEEL,ASTM A216-WCB,API TRIM 8,(Cr13 STEM/DISC FACE,HF CoCr SEAT FACE),BWE | 14601.37 | 0 | 11.5 | 8 | 40.74 | 1 |  |  |  | 697988721401 | 69798872140 | https://www.milwaukeevalve.com/wp-content/uploads/15501552cb2_2-8.pdf | https://www.milwaukeevalve.com/wp-content/uploads/ioms/CastSteelIOM.pdf |  | 12/19/18
CSV722 | 1560CB2HWM020 | M | 1560CB2 | 1560CB2HW | 2 | 96 | 2 | GLOBE,CL150 CAST STEEL,ASTM A216-WCB,API 8 TRIM (Cr-13 STEM/DISC FACE,HF CoCr SEAT FACE),FLANGED | 3434.2 | 40.7 | 8 | 2 | 14.01 | 1 |  |  |  | 697988721418 | 69798872141 | https://www.milwaukeevalve.com/wp-content/uploads/spec-sheets/15601562CB2_2-8.pdf | https://www.milwaukeevalve.com/wp-content/uploads/ioms/CastSteelIOM.pdf | https://www.hammondvalve.com/wp-content/uploads/ioms/cast_steel_chainwheels.pdf | 12/19/18
CSV722 | 1560CB2HWM025 | M | 1560CB2 | 1560CB2HW | 2 1/2 | 96 | 2.5 | GLOBE,CL150 CAST STEEL,ASTM A216-WCB,API 8 TRIM (Cr-13 STEM/DISC FACE,HF CoCr SEAT FACE),FLANGED | 4669.98 | 59.18 | 8.5 | 2.5 | 14.05 | 1 |  |  |  | 697988721425 | 69798872142 | https://www.milwaukeevalve.com/wp-content/uploads/spec-sheets/15601562CB2_2-8.pdf | https://www.milwaukeevalve.com/wp-content/uploads/ioms/CastSteelIOM.pdf | https://www.hammondvalve.com/wp-content/uploads/ioms/cast_steel_chainwheels.pdf | 12/19/18
CSV722 | 1560CB2HWM030 | M | 1560CB2 | 1560CB2HW | 3 | 96 | 3 | GLOBE,CL150 CAST STEEL,ASTM A216-WCB,API 8 TRIM (Cr-13 STEM/DISC FACE,HF CoCr SEAT FACE),FLANGED | 4669.98 | 77.66 | 9.5 | 3 | 17.2 | 1 |  |  |  | 697988721432 | 69798872143 | https://www.milwaukeevalve.com/wp-content/uploads/spec-sheets/15601562CB2_2-8.pdf | https://www.milwaukeevalve.com/wp-content/uploads/ioms/CastSteelIOM.pdf | https://www.hammondvalve.com/wp-content/uploads/ioms/cast_steel_chainwheels.pdf | 12/19/18
CSV722 | 1560CB2HWM040 | M | 1560CB2 | 1560CB2HW | 4 | 96 | 4 | GLOBE,CL150 CAST STEEL,ASTM A216-WCB,API 8 TRIM (Cr-13 STEM/DISC FACE,HF CoCr SEAT FACE),FLANGED | 7341.43 | 112.42 | 11.5 | 4 | 20.78 | 1 |  |  |  | 697988721449 | 69798872144 | https://www.milwaukeevalve.com/wp-content/uploads/spec-sheets/15601562CB2_2-8.pdf | https://www.milwaukeevalve.com/wp-content/uploads/ioms/CastSteelIOM.pdf | https://www.hammondvalve.com/wp-content/uploads/ioms/cast_steel_chainwheels.pdf | 12/19/18
CSV722 | 1560CB2HWM060 | M | 1560CB2 | 1560CB2HW | 6 | 96 | 6 | GLOBE,CL150 CAST STEEL,ASTM A216-WCB,API 8 TRIM (Cr-13 STEM/DISC FACE,HF CoCr SEAT FACE),FLANGED | 12333.64 | 201.3 | 16 | 6 | 24.45 | 1 |  |  |  | 697988721456 | 69798872145 | https://www.milwaukeevalve.com/wp-content/uploads/spec-sheets/15601562CB2_2-8.pdf | https://www.milwaukeevalve.com/wp-content/uploads/ioms/CastSteelIOM.pdf | https://www.hammondvalve.com/wp-content/uploads/ioms/cast_steel_chainwheels.pdf | 12/19/18
CSV722 | 1560CB2HWM080 | M | 1560CB2 | 1560CB2HW | 8 | 96 | 8 | GLOBE,CL150 CAST STEEL,ASTM A216-WCB,API 8 TRIM (Cr-13 STEM/DISC FACE,HF CoCr SEAT FACE),FLANGED | 18080.43 | 312.4 | 19.5 | 8 | 28 | 1 |  |  |  | 697988721463 | 69798872146 | https://www.milwaukeevalve.com/wp-content/uploads/spec-sheets/15601562CB2_2-8.pdf | https://www.milwaukeevalve.com/wp-content/uploads/ioms/CastSteelIOM.pdf | https://www.hammondvalve.com/wp-content/uploads/ioms/cast_steel_chainwheels.pdf | 12/19/18
CSV722 | 1560CB2HWM100 | M | 1560CB2 | 1560CB2HW | 10 | 96 | 10 | GLOBE,CL150 CAST STEEL,ASTM A216-WCB,API 8 TRIM (Cr-13 STEM/DISC FACE,HF CoCr SEAT FACE),FLANGED | 35699.96 | 475.2 | 13 | 10 | 60.11 | 1 |  |  |  | 697988721470 | 69798872147 | https://www.milwaukeevalve.com/wp-content/uploads/spec-sheets/15601562CB2_2-8.pdf | https://www.milwaukeevalve.com/wp-content/uploads/ioms/CastSteelIOM.pdf | https://www.hammondvalve.com/wp-content/uploads/ioms/cast_steel_chainwheels.pdf | 12/19/18
CSV722 | 1560CB2HWM120 | M | 1560CB2 | 1560CB2HW | 12 | 96 | 12 | GLOBE,CL150 CAST STEEL,ASTM A216-WCB,API 8 TRIM (Cr-13 STEM/DISC FACE,HF CoCr SEAT FACE),FLANGED | 56810.78 | 0 | 28 | 24 | 116 | 1 |  |  |  | 697988721487 | 69798872148 | https://www.milwaukeevalve.com/wp-content/uploads/spec-sheets/15601562CB2_2-8.pdf | https://www.milwaukeevalve.com/wp-content/uploads/ioms/CastSteelIOM.pdf | https://www.hammondvalve.com/wp-content/uploads/ioms/cast_steel_chainwheels.pdf | 12/19/18
CSV722 | 1562CB2HWM030 | M | 1562CB2 | 1562CB2HW | 3 | 96 | 3 | GLOBE,CL150 CAST STEEL,ASTM A216-WCB,API 8 TRIM (Cr-13 STEM/DISC FACE,HF CoCr SEAT FACE),BUTT-WELD | 5065.6 | 0 | 9.5 | 3 | 17.2 | 1 |  |  |  | 697988721517 | 69798872151 | https://www.milwaukeevalve.com/wp-content/uploads/spec-sheets/15501552CB2_2-12.pdf | https://www.milwaukeevalve.com/wp-content/uploads/ioms/CastSteelIOM.pdf |  | 12/19/18
CSV722 | 1562CB2HWM040 | M | 1562CB2 | 1562CB2HW | 4 | 96 | 4 | GLOBE,CL150 CAST STEEL,ASTM A216-WCB,API 8 TRIM (Cr-13 STEM/DISC FACE,HF CoCr SEAT FACE),BWE | 7806.44 | 0 | 11.5 | 4 | 20.78 | 1 |  |  |  | 697988721524 | 69798872152 | https://www.milwaukeevalve.com/wp-content/uploads/spec-sheets/15501552CB2_2-12.pdf | https://www.milwaukeevalve.com/wp-content/uploads/ioms/CastSteelIOM.pdf |  | 12/19/18
CSV722 | 1562CB2HWM060 | M | 1562CB2 | 1562CB2HW | 6 | 96 | 6 | GLOBE,CL150 CAST STEEL,ASTM A216-WCB,API 8 TRIM (Cr-13 STEM/DISC FACE,HF CoCr SEAT FACE),BWE | 12639.59 | 0 | 16 | 6 | 24.45 | 1 |  |  |  | 697988721531 | 69798872153 | https://www.milwaukeevalve.com/wp-content/uploads/spec-sheets/15501552CB2_2-12.pdf | https://www.milwaukeevalve.com/wp-content/uploads/ioms/CastSteelIOM.pdf |  | 12/19/18
CSV722 | 1562CB2HWY030 | Y | 1562CB2 | 1562CB2HW | 3 | 96 | 3 | GLOBE,CL150 CAST STEEL,ASTM A216-WCB,API 8 TRIM (Cr-13 STEM/DISC FACE,HF CoCr SEAT FACE),BUTT-WELD | 5065.6 | 60 | 9.5 | 3 | 17.2 | 1 |  |  |  | 697988709317 | 69798870931 | https://www.milwaukeevalve.com/wp-content/uploads/spec-sheets/15501552CB2_2-12.pdf | https://www.milwaukeevalve.com/wp-content/uploads/ioms/CastSteelIOM.pdf |  | 07/28/17
CSV722 | 1570CB2SCM020 | M | 1570CB2 | 1570CB2SC | 2 | 97 | 2 | CHECK,CL150 CAST STEEL,ASTM A216-WCB,API 8 TRIM (Cr-13 STEM/DISC FACE,HF CoCr SEAT FACE),FLANGED | 2809.94 | 26.4 | 8 | 2 | 6.14 | 1 |  |  |  | 697988721548 | 69798872154 | https://www.milwaukeevalve.com/wp-content/uploads/spec-sheets/15701572CB2_2-12.pdf | https://www.milwaukeevalve.com/wp-content/uploads/ioms/CastSteelIOM.pdf | https://www.hammondvalve.com/wp-content/uploads/ioms/cast_steel_chainwheels.pdf | 12/19/18
CSV722 | 1570CB2SCM025 | M | 1570CB2 | 1570CB2SC | 2 1/2 | 97 | 2.5 | CHECK,CL150 CAST STEEL,ASTM A216-WCB,API 8 TRIM (Cr-13 STEM/DISC FACE,HF CoCr SEAT FACE),FLANGED | 3487.94 | 40.7 | 8.5 | 2.5 | 6.73 | 1 |  |  |  | 697988721555 | 69798872155 | https://www.milwaukeevalve.com/wp-content/uploads/spec-sheets/15701572CB2_2-12.pdf | https://www.milwaukeevalve.com/wp-content/uploads/ioms/CastSteelIOM.pdf | https://www.hammondvalve.com/wp-content/uploads/ioms/cast_steel_chainwheels.pdf | 12/19/18
CSV722 | 1570CB2SCM030 | M | 1570CB2 | 1570CB2SC | 3 | 97 | 3 | CHECK,CL150 CAST STEEL,ASTM A216-WCB,API 8 TRIM (Cr-13 STEM/DISC FACE,HF CoCr SEAT FACE),FLANGED | 3487.94 | 50.6 | 9.5 | 3 | 7.09 | 1 |  |  |  | 697988721562 | 69798872156 | https://www.milwaukeevalve.com/wp-content/uploads/spec-sheets/15701572CB2_2-12.pdf | https://www.milwaukeevalve.com/wp-content/uploads/ioms/CastSteelIOM.pdf | https://www.hammondvalve.com/wp-content/uploads/ioms/cast_steel_chainwheels.pdf | 12/19/18
CSV722 | 1570CB2SCM040 | M | 1570CB2 | 1570CB2SC | 4 | 97 | 4 | CHECK,CL150 CAST STEEL,ASTM A216-WCB,API 8 TRIM (Cr-13 STEM/DISC FACE,HF CoCr SEAT FACE),FLANGED | 4946.15 | 80.3 | 11.5 | 4 | 8.54 | 1 |  |  |  | 697988721579 | 69798872157 | https://www.milwaukeevalve.com/wp-content/uploads/spec-sheets/15701572CB2_2-12.pdf | https://www.milwaukeevalve.com/wp-content/uploads/ioms/CastSteelIOM.pdf | https://www.hammondvalve.com/wp-content/uploads/ioms/cast_steel_chainwheels.pdf | 12/19/18
CSV722 | 1570CB2SCM060 | M | 1570CB2 | 1570CB2SC | 6 | 97 | 6 | CHECK,CL150 CAST STEEL,ASTM A216-WCB,API 8 TRIM (Cr-13 STEM/DISC FACE,HF CoCr SEAT FACE),FLANGED | 7849.9 | 129.8 | 14 | 6 | 12.44 | 1 |  |  |  | 697988721586 | 69798872158 | https://www.milwaukeevalve.com/wp-content/uploads/spec-sheets/15701572CB2_2-12.pdf | https://www.milwaukeevalve.com/wp-content/uploads/ioms/CastSteelIOM.pdf | https://www.hammondvalve.com/wp-content/uploads/ioms/cast_steel_chainwheels.pdf | 12/19/18
CSV722 | 1570CB2SCM080 | M | 1570CB2 | 1570CB2SC | 8 | 97 | 8 | CHECK,CL150 CAST STEEL,ASTM A216-WCB,API 8 TRIM (Cr-13 STEM/DISC FACE,HF CoCr SEAT FACE),FLANGED | 12928.33 | 213.4 | 19.5 | 8 | 14.37 | 1 |  |  |  | 697988721593 | 69798872159 | https://www.milwaukeevalve.com/wp-content/uploads/spec-sheets/15701572CB2_2-12.pdf | https://www.milwaukeevalve.com/wp-content/uploads/ioms/CastSteelIOM.pdf | https://www.hammondvalve.com/wp-content/uploads/ioms/cast_steel_chainwheels.pdf | 12/19/18
CSV722 | 1570CB2SCM100 | M | 1570CB2 | 1570CB2SC | 10 | 97 | 10 | CHECK,CL150 CAST STEEL,ASTM A216-WCB,API 8 TRIM (Cr-13 STEM/DISC FACE,HF CoCr SEAT FACE),FLANGED | 19997.9 | 325.6 | 24.5 | 10 | 17.52 | 1 |  |  |  | 697988721609 | 69798872160 | https://www.milwaukeevalve.com/wp-content/uploads/spec-sheets/15701572CB2_2-12.pdf | https://www.milwaukeevalve.com/wp-content/uploads/ioms/CastSteelIOM.pdf | https://www.hammondvalve.com/wp-content/uploads/ioms/cast_steel_chainwheels.pdf | 12/19/18
CSV722 | 1570CB2SCM120 | M | 1570CB2 | 1570CB2SC | 12 | 97 | 12 | CHECK,CL150 CAST STEEL,ASTM A216-WCB,API 8 TRIM (Cr-13 STEM/DISC FACE,HF CoCr SEAT FACE),FLANGED | 28935.15 | 473 | 27.15 | 12 | 20.28 | 1 |  |  |  | 697988721616 | 69798872161 | https://www.milwaukeevalve.com/wp-content/uploads/spec-sheets/15701572CB2_2-12.pdf | https://www.milwaukeevalve.com/wp-content/uploads/ioms/CastSteelIOM.pdf | https://www.hammondvalve.com/wp-content/uploads/ioms/cast_steel_chainwheels.pdf | 12/19/18
CSV722 | 1570CB2SCM140 | M | 1570CB2 | 1570CB2SC | 14 | 97 | 14 | CHECK,CL150 CAST STEEL,ASTM A216-WCB,API 8 TRIM (Cr-13 STEM/DISC FACE,HF CoCr SEAT FACE),FLANGED | 37855.38 | 611.6 | 15 | 14 | 64.65 | 1 |  |  |  | 697988721623 | 69798872162 | https://www.milwaukeevalve.com/wp-content/uploads/spec-sheets/15701572CB2_2-12.pdf | https://www.milwaukeevalve.com/wp-content/uploads/ioms/CastSteelIOM.pdf | https://www.hammondvalve.com/wp-content/uploads/ioms/cast_steel_chainwheels.pdf | 12/19/18
CSV722 | 1570CB2SCM160 | M | 1570CB2 | 1570CB2SC | 16 | 97 | 16 | CHECK,CL150 CAST STEEL,ASTM A216-WCB,API 8 TRIM (Cr-13 STEM/DISC FACE,HF CoCr SEAT FACE),FLANGED | 47218.93 | 827.2 | 16 | 16 | 85 | 1 |  |  |  | 697988721630 | 69798872163 | https://www.milwaukeevalve.com/wp-content/uploads/spec-sheets/15701572CB2_2-12.pdf | https://www.milwaukeevalve.com/wp-content/uploads/ioms/CastSteelIOM.pdf | https://www.hammondvalve.com/wp-content/uploads/ioms/cast_steel_chainwheels.pdf | 12/19/18
CSV722 | 1570CB2SCM180 | M | 1570CB2 | 1570CB2SC | 18 | 97 | 18 | CHECK,CL150 CAST STEEL,ASTM A216-WCB,API 8 TRIM (Cr-13 STEM/DISC FACE,HF CoCr SEAT FACE),FLANGED | 57912.91 | 1005.4 | 17 | 18 | 88.88 | 1 |  |  |  | 697988721647 | 69798872164 | https://www.milwaukeevalve.com/wp-content/uploads/spec-sheets/15701572CB2_2-12.pdf | https://www.milwaukeevalve.com/wp-content/uploads/ioms/CastSteelIOM.pdf | https://www.hammondvalve.com/wp-content/uploads/ioms/cast_steel_chainwheels.pdf | 12/19/18
CSV722 | 1570CB2SCM200 | M | 1570CB2 | 1570CB2SC | 20 | 97 | 20 | CHECK,CL150 CAST STEEL,ASTM A216-WCB,API 8 TRIM (Cr-13 STEM/DISC FACE,HF CoCr SEAT FACE),FLANGED | 69493.84 | 1232 | 18 | 20 | 94.5 | 1 |  |  |  | 697988721654 | 69798872165 | https://www.milwaukeevalve.com/wp-content/uploads/spec-sheets/15701572CB2_2-12.pdf | https://www.milwaukeevalve.com/wp-content/uploads/ioms/CastSteelIOM.pdf | https://www.hammondvalve.com/wp-content/uploads/ioms/cast_steel_chainwheels.pdf | 12/19/18
CSV722 | 1570CB2SCS060 | S | 1570CB2 | 1570CB2SC | 6 | 97 | 6 | CHECK,CL150 CAST STEEL,ASTM A216-WCB,API 8 TRIM (Cr-13 STEM/DISC FACE,HF CoCr SEAT FACE),FLANGED | 7064.9 | 161 | 14 | 6 | 12.44 | 6 |  |  |  | 697988360112 | 69798836011 | https://www.milwaukeevalve.com/consult-factory/ | https://www.milwaukeevalve.com/wp-content/uploads/ioms/CastSteelIOM.pdf |  | 01/01/04
CSV722 | 1570CB2SCS160 | S | 1570CB2 | 1570CB2SC | 16 | 97 | 16 | CHECK,CL150 CAST STEEL,ASTM A216-WCB,API 8 TRIM (Cr-13 STEM/DISC FACE,HF CoCr SEAT FACE),FLANGED | 42497.04 | 1302 | 16 | 16 | 85 | 1 |  |  |  | 697988501034 | 69798850103 | https://www.milwaukeevalve.com/consult-factory/ | https://www.milwaukeevalve.com/wp-content/uploads/ioms/CastSteelIOM.pdf |  | 05/16/03
CSV722 | 1570CB2SCY040 | Y | 1570CB2 | 1570CB2SC | 4 | 97 | 4 | CHECK,CL150 CAST STEEL,ASTM A216-WCB,API 8 TRIM (Cr-13 STEM/DISC FACE,HF CoCr SEAT FACE),FLANGED | 4946.15 | 102 | 11.5 | 4 | 8.54 | 1 |  |  |  | 697988671416 | 69798867141 | https://www.milwaukeevalve.com/wp-content/uploads/spec-sheets/15701572CB2_2-12.pdf | https://www.milwaukeevalve.com/wp-content/uploads/ioms/CastSteelIOM.pdf |  | 10/15/13
CSV722 | 1572CB2SCM020 | M | 1572CB2 | 1572CB2SC | 2 | 97 | 2 | CHECK,CL150 CAST STEEL,ASTM A216-WCB,API 8 TRIM (Cr13 STEM/DISC FACE,HF CoCr SEAT FACE),BUTT-WELD | 3061.52 | 0 | 8 | 2 | 6.14 | 1 |  |  |  | 697988721692 | 69798872169 | https://www.milwaukeevalve.com/wp-content/uploads/spec-sheets/15501552CB2_2-12.pdf | https://www.milwaukeevalve.com/wp-content/uploads/ioms/CastSteelIOM.pdf |  | 12/19/18
CSV722 | 1572CB2SCM025 | M | 1572CB2 | 1572CB2SC | 2 1/2 | 97 | 2.5 | CHECK,CL150 CAST STEEL,ASTM A216-WCB,API 8 TRIM (Cr-13 STEM/DISC FACE,HF CoCr SEAT FACE),BUTT-WELD | 3803.45 | 0 | 8.5 | 2.5 | 6.73 | 1 |  |  |  | 697988721708 | 69798872170 | https://www.milwaukeevalve.com/wp-content/uploads/spec-sheets/15501552CB2_2-12.pdf | https://www.milwaukeevalve.com/wp-content/uploads/ioms/CastSteelIOM.pdf |  | 12/19/18
CSV722 | 1572CB2SCM030 | M | 1572CB2 | 1572CB2SC | 3 | 97 | 3 | CHECK,CL150 CAST STEEL,ASTM A216-WCB,API 8 TRIM (Cr-13 STEM/DISC FACE,HF CoCr SEAT FACE),BUTT-WELD | 3803.45 | 0 | 9.5 | 3 | 7.09 | 1 |  |  |  | 697988721715 | 69798872171 | https://www.milwaukeevalve.com/wp-content/uploads/spec-sheets/15501552CB2_2-12.pdf | https://www.milwaukeevalve.com/wp-content/uploads/ioms/CastSteelIOM.pdf |  | 12/19/18
CSV722 | 1572CB2SCM040 | M | 1572CB2 | 1572CB2SC | 4 | 97 | 4 | CHECK,CL150 CAST STEEL,ASTM A216-WCB,API 8 TRIM (Cr13 STEM/DISC FACE,HF CoCr SEAT FACE),BUTT-WELD | 5389.64 | 0 | 11.5 | 4 | 8.54 | 1 |  |  |  | 697988721722 | 69798872172 | https://www.milwaukeevalve.com/wp-content/uploads/spec-sheets/15501552CB2_2-12.pdf | https://www.milwaukeevalve.com/wp-content/uploads/ioms/CastSteelIOM.pdf |  | 12/19/18
CSV722 | 1572CB2SCM080 | M | 1572CB2 | 1572CB2SC | 8 | 97 | 8 | CHECK,CL150 CAST STEEL,ASTM A216-WCB,API 8 TRIM (Cr-13 STEM/DISC FACE,HF CoCr SEAT FACE),BUTT-WELD | 14373.71 | 0 | 19.5 | 8 | 14.37 | 1 |  |  |  | 697988721739 | 69798872173 | https://www.milwaukeevalve.com/wp-content/uploads/spec-sheets/15501552CB2_2-12.pdf | https://www.milwaukeevalve.com/wp-content/uploads/ioms/CastSteelIOM.pdf |  | 12/19/18
CSV722 | 1572CB2SCM120 | M | 1572CB2 | 1572CB2SC | 12 | 97 | 12 | CHECK,CL150 CAST STEEL,ASTM A216-WCB,API 8 TRIM (Cr-13 STEM/DISC FACE,HF CoCr SEAT FACE),BUTT-WELD | 31794.84 | 0 | 27.15 | 12 | 20.28 | 1 |  |  |  | 697988721746 | 69798872174 | https://www.milwaukeevalve.com/wp-content/uploads/spec-sheets/15501552CB2_2-12.pdf | https://www.milwaukeevalve.com/wp-content/uploads/ioms/CastSteelIOM.pdf |  | 12/19/18
CSV722 | 1572CB2SCS040 | S | 1572CB2 | 1572CB2SC | 4 | 97 | 4 | CHECK,CL150 CAST STEEL,ASTM A216-WCB,API 8 TRIM (Cr13 STEM/DISC FACE,HF CoCr SEAT FACE),BWE | 4850.67 | 77 | 11.5 | 4 | 8.54 | 1 |  |  |  | 697988360310 | 69798836031 | https://www.milwaukeevalve.com/wp-content/uploads/spec-sheets/15701572CB2_2-12.pdf | https://www.milwaukeevalve.com/wp-content/uploads/ioms/CastSteelIOM.pdf |  | 01/01/04
CSV722 | 1572CB2SCY030 | Y | 1572CB2 | 1572CB2SC | 3 | 97 | 3 | CHECK,CL150 CAST STEEL,ASTM A216-WCB,API 8 TRIM (Cr-13 STEM/DISC FACE,HF CoCr SEAT FACE),BUTT-WELD | 3803.45 | 62 | 9.5 | 3 | 7.09 | 1 |  |  |  | 697988709300 | 69798870930 | https://www.milwaukeevalve.com/wp-content/uploads/spec-sheets/15701572CB2_2-12.pdf | https://www.milwaukeevalve.com/wp-content/uploads/ioms/CastSteelIOM.pdf |  | 07/28/17
CSV722 | 3050CB2HWM020 | M | 3050CB2 | 3050CB2HW | 2 | 96 | 2 | GATE,CL300 CAST STEEL,ASTM A216-WCB,API 8 TRIM(Cr13 STEM/DISC FACE,HF CoCr SEAT),FLANGED | 4327.41 | 57.2 | 8.5 | 2 | 16.25 | 1 |  |  |  | 697988721760 | 69798872176 | https://www.milwaukeevalve.com/wp-content/uploads/spec-sheets/30503052CB2_2-8.pdf | https://www.milwaukeevalve.com/wp-content/uploads/ioms/CastSteelIOM.pdf | https://www.hammondvalve.com/wp-content/uploads/ioms/cast_steel_chainwheels.pdf | 12/19/18
CSV722 | 3050CB2HWM025 | M | 3050CB2 | 3050CB2HW | 2 1/2 | 96 | 2.5 | GATE,CL300 CAST STEEL,ASTM A216-WCB,API 8 TRIM(Cr13 STEM/DISC FACE,HF CoCr SEAT),FLANGED | 5620.29 | 79.2 | 9.5 | 2.5 | 17.46 | 1 |  |  |  | 697988721777 | 69798872177 | https://www.milwaukeevalve.com/wp-content/uploads/spec-sheets/30503052CB2_2-8.pdf | https://www.milwaukeevalve.com/wp-content/uploads/ioms/CastSteelIOM.pdf | https://www.hammondvalve.com/wp-content/uploads/ioms/cast_steel_chainwheels.pdf | 12/19/18
CSV722 | 3050CB2HWM030 | M | 3050CB2 | 3050CB2HW | 3 | 96 | 3 | GATE,CL300 CAST STEEL,ASTM A216-WCB,API 8 TRIM(Cr13 STEM/DISC FACE,HF CoCr SEAT),FLANGED | 5620.29 | 105.6 | 11.13 | 3 | 19.88 | 1 |  |  |  | 697988721784 | 69798872178 | https://www.milwaukeevalve.com/wp-content/uploads/spec-sheets/30503052CB2_2-8.pdf | https://www.milwaukeevalve.com/wp-content/uploads/ioms/CastSteelIOM.pdf | https://www.hammondvalve.com/wp-content/uploads/ioms/cast_steel_chainwheels.pdf | 12/19/18
CSV722 | 3050CB2HWM040 | M | 3050CB2 | 3050CB2HW | 4 | 96 | 4 | GATE,CL300 CAST STEEL,ASTM A216-WCB,API 8 TRIM(Cr13 STEM/DISC FACE,HF CoCr SEAT),FLANGED | 7341.43 | 160.6 | 12 | 4 | 24.64 | 1 |  |  |  | 697988721791 | 69798872179 | https://www.milwaukeevalve.com/wp-content/uploads/spec-sheets/30503052CB2_2-8.pdf | https://www.milwaukeevalve.com/wp-content/uploads/ioms/CastSteelIOM.pdf | https://www.hammondvalve.com/wp-content/uploads/ioms/cast_steel_chainwheels.pdf | 12/19/18
CSV722 | 3050CB2HWM060 | M | 3050CB2 | 3050CB2HW | 6 | 96 | 6 | GATE,CL300 CAST STEEL,ASTM A216-WCB,API 8 TRIM(Cr13 STEM/DISC FACE,HF CoCr SEAT),FLANGED | 12672.19 | 305.8 | 16.5 | 8 | 41.94 | 1 |  |  |  | 697988721807 | 69798872180 | https://www.milwaukeevalve.com/wp-content/uploads/spec-sheets/30503052CB2_2-8.pdf | https://www.milwaukeevalve.com/wp-content/uploads/ioms/CastSteelIOM.pdf | https://www.hammondvalve.com/wp-content/uploads/ioms/cast_steel_chainwheels.pdf | 12/19/18
CSV722 | 3050CB2HWM080 | M | 3050CB2 | 3050CB2HW | 8 | 96 | 8 | GATE,CL300 CAST STEEL,ASTM A216-WCB,API 8 TRIM(Cr13 STEM/DISC FACE,HF CoCr SEAT),FLANGED | 20168.65 | 455.4 | 16.5 | 8 | 41.94 | 1 |  |  |  | 697988721814 | 69798872181 | https://www.milwaukeevalve.com/wp-content/uploads/spec-sheets/30503052CB2_2-8.pdf | https://www.milwaukeevalve.com/wp-content/uploads/ioms/CastSteelIOM.pdf | https://www.hammondvalve.com/wp-content/uploads/ioms/cast_steel_chainwheels.pdf | 12/19/18
CSV722 | 3050CB2HWM100 | M | 3050CB2 | 3050CB2HW | 10 | 96 | 10 | GATE,CL300 CAST STEEL,ASTM A216-WCB,API 8 TRIM(Cr13 STEM/DISC FACE,HF CoCr SEAT),FLANGED | 29035.59 | 684.2 | 18 | 10 | 49.88 | 1 |  |  |  | 697988721821 | 69798872182 | https://www.milwaukeevalve.com/wp-content/uploads/30503052cb2_10-14.pdf | https://www.milwaukeevalve.com/wp-content/uploads/ioms/CastSteelIOM.pdf | https://www.hammondvalve.com/wp-content/uploads/ioms/cast_steel_chainwheels.pdf | 12/19/18
CSV722 | 3050CB2HWM120 | M | 3050CB2 | 3050CB2HW | 12 | 96 | 12 | GATE,CL300 CAST STEEL,ASTM A216-WCB,API 8 TRIM(Cr13 STEM/DISC FACE,HF CoCr SEAT),FLANGED | 45158.24 | 939.4 | 19.75 | 12 | 59.5 | 1 |  |  |  | 697988721838 | 69798872183 | https://www.milwaukeevalve.com/wp-content/uploads/30503052cb2_10-14.pdf | https://www.milwaukeevalve.com/wp-content/uploads/ioms/CastSteelIOM.pdf | https://www.hammondvalve.com/wp-content/uploads/ioms/cast_steel_chainwheels.pdf | 12/19/18
CSV722 | 3050CB2HWM140 | M | 3050CB2 | 3050CB2HW | 14 | 96 | 14 | GATE,CL300 CAST STEEL,ASTM A216-WCB,API 8 TRIM(Cr13 STEM/DISC FACE,HF CoCr SEAT),FLANGED | 72211.55 | 1355.2 | 30 | 14 | 68.6 | 1 |  |  |  | 697988721845 | 69798872184 | https://www.milwaukeevalve.com/wp-content/uploads/30503052cb2_10-14.pdf | https://www.milwaukeevalve.com/wp-content/uploads/ioms/CastSteelIOM.pdf | https://www.hammondvalve.com/wp-content/uploads/ioms/cast_steel_chainwheels.pdf | 12/19/18
CSV722 | 3050CB2HWM160 | M | 3050CB2 | 3050CB2HW | 16 | 96 | 16 | GATE,CL300 CAST STEEL,ASTM A216-WCB,API 8 TRIM(Cr13 STEM/DISC FACE,HF CoCr SEAT),FLANGED | 94656.13 | 0 | 33 | 16 | 73.2 | 1 |  |  |  | 697988721852 | 69798872185 | https://www.milwaukeevalve.com/wp-content/uploads/30503052cb2_16-24.pdf | https://www.milwaukeevalve.com/wp-content/uploads/ioms/CastSteelIOM.pdf | https://www.hammondvalve.com/wp-content/uploads/ioms/cast_steel_chainwheels.pdf | 12/19/18
CSV722 | 3052CB2HWM030 | M | 3052CB2 | 3052CB2HW | 3 | 96 | 3 | GATE,CL300 CAST STEEL,ASTM A216-WCB,API 8 TRIM (Cr13 STEM & DISC FACE/HF CoCr SEAT FACE),BWE | 6117.89 | 0 | 11.13 | 3 | 19.88 | 1 |  |  |  | 697988721951 | 69798872195 | https://www.milwaukeevalve.com/wp-content/uploads/spec-sheets/30503052CB2_2-8.pdf | https://www.milwaukeevalve.com/wp-content/uploads/ioms/CastSteelIOM.pdf |  | 12/19/18
CSV722 | 3052CB2HWM040 | M | 3052CB2 | 3052CB2HW | 4 | 96 | 4 | GATE,CL300 CAST STEEL,ASTM A216-WCB,API 8 TRIM (Cr13 STEM & DISC FACE/HF CoCr SEAT FACE),BWE | 8006.28 | 0 | 12 | 4 | 24.64 | 1 |  |  |  | 697988721968 | 69798872196 | https://www.milwaukeevalve.com/wp-content/uploads/spec-sheets/30503052CB2_2-8.pdf | https://www.milwaukeevalve.com/wp-content/uploads/ioms/CastSteelIOM.pdf |  | 12/19/18
CSV722 | 3052CB2HWM060 | M | 3052CB2 | 3052CB2HW | 6 | 96 | 6 | GATE,CL300 CAST STEEL,ASTM A216-WCB,API 8 TRIM (Cr13 STEM & DISC FACE/HF CoCr SEAT FACE),BWE | 13814.2 | 0 | 15.88 | 6 | 32.67 | 1 |  |  |  | 697988721975 | 69798872197 | https://www.milwaukeevalve.com/wp-content/uploads/spec-sheets/30503052CB2_2-8.pdf | https://www.milwaukeevalve.com/wp-content/uploads/ioms/CastSteelIOM.pdf |  | 12/19/18
CSV722 | 3052CB2HWM080 | M | 3052CB2 | 3052CB2HW | 8 | 96 | 8 | GATE,CL300 CAST STEEL,ASTM A216-WCB,API 8 TRIM (Cr13 STEM & DISC FACE/HF CoCr SEAT FACE),BWE | 21983.66 | 0 | 16.5 | 8 | 41.94 | 1 |  |  |  | 697988746923 | 69798874692 | https://www.milwaukeevalve.com/wp-content/uploads/spec-sheets/30503052CB2_2-8.pdf | https://www.milwaukeevalve.com/wp-content/uploads/ioms/CastSteelIOM.pdf |  | 04/19/21
CSV722 | 3052CB2HWM100 | M | 3052CB2 | 3052CB2HW | 10 | 96 | 10 | GATE,CL300 CAST STEEL,ASTM A216-WCB,API 8 TRIM (Cr13 STEM & DISC FACE/HF CoCr SEAT FACE),BWE | 29724.82 | 0 | 18 | 10 | 49.88 | 1 |  |  |  | 697988729001 | 69798872900 | https://www.milwaukeevalve.com/wp-content/uploads/30503052cb2_10-14.pdf | https://www.milwaukeevalve.com/wp-content/uploads/ioms/CastSteelIOM.pdf |  | 08/08/19
CSV722 | 3060CB2HWM020 | M | 3060CB2 | 3060CB2HW | 2 | 96 | 2 | GLOBE,CL300 CAST STEEL,ASTM A216-WCB,API 8 (Cr13 STEM,DISC FACE/HF CoCr SEAT FACE),FLANGED | 4698.53 | 51.92 | 10.5 | 2 | 15.43 | 1 |  |  |  | 697988722057 | 69798872205 | https://www.milwaukeevalve.com/wp-content/uploads/spec-sheets/30603062CB2_2-8.pdf | https://www.milwaukeevalve.com/wp-content/uploads/ioms/CastSteelIOM.pdf | https://www.hammondvalve.com/wp-content/uploads/ioms/cast_steel_chainwheels.pdf | 12/19/18
CSV722 | 3060CB2HWM025 | M | 3060CB2 | 3060CB2HW | 2 1/2 | 96 | 2.5 | GLOBE,CL300 CAST STEEL,ASTM A216-WCB,API 8 (Cr13 STEM,DISC FACE/HF CoCr SEAT FACE),FLANGED | 5905.78 | 78.54 | 11.5 | 2.5 | 15.63 | 1 |  |  |  | 697988722064 | 69798872206 | https://www.milwaukeevalve.com/wp-content/uploads/spec-sheets/30603062CB2_2-8.pdf | https://www.milwaukeevalve.com/wp-content/uploads/ioms/CastSteelIOM.pdf | https://www.hammondvalve.com/wp-content/uploads/ioms/cast_steel_chainwheels.pdf | 12/19/18
CSV722 | 3060CB2HWM030 | M | 3060CB2 | 3060CB2HW | 3 | 96 | 3 | GLOBE,CL300 CAST STEEL,ASTM A216-WCB,API 8 (Cr13 STEM,DISC FACE/HF CoCr SEAT FACE),FLANGED | 5905.78 | 103.62 | 12.5 | 3 | 18.2 | 1 |  |  |  | 697988722071 | 69798872207 | https://www.milwaukeevalve.com/wp-content/uploads/spec-sheets/30603062CB2_2-8.pdf | https://www.milwaukeevalve.com/wp-content/uploads/ioms/CastSteelIOM.pdf | https://www.hammondvalve.com/wp-content/uploads/ioms/cast_steel_chainwheels.pdf | 12/19/18
CSV722 | 3060CB2HWM040 | M | 3060CB2 | 3060CB2HW | 4 | 96 | 4 | GLOBE,CL300 CAST STEEL,ASTM A216-WCB,API 8 (Cr13 STEM,DISC FACE/HF CoCr SEAT FACE),FLANGED | 8944.35 | 161.92 | 14 | 4 | 21.46 | 1 |  |  |  | 697988722088 | 69798872208 | https://www.milwaukeevalve.com/wp-content/uploads/spec-sheets/30603062CB2_2-8.pdf | https://www.milwaukeevalve.com/wp-content/uploads/ioms/CastSteelIOM.pdf | https://www.hammondvalve.com/wp-content/uploads/ioms/cast_steel_chainwheels.pdf | 12/19/18
CSV722 | 3060CB2HWM060 | M | 3060CB2 | 3060CB2HW | 6 | 96 | 6 | GLOBE,CL300 CAST STEEL,ASTM A216-WCB,API 8 (Cr13 STEM,DISC FACE/HF CoCr SEAT FACE),FLANGED | 14980.71 | 319 | 17.5 | 6 | 28.05 | 1 |  |  |  | 697988722095 | 69798872209 | https://www.milwaukeevalve.com/wp-content/uploads/spec-sheets/30603062CB2_2-8.pdf | https://www.milwaukeevalve.com/wp-content/uploads/ioms/CastSteelIOM.pdf | https://www.hammondvalve.com/wp-content/uploads/ioms/cast_steel_chainwheels.pdf | 12/19/18
CSV722 | 3060CB2HWM080 | M | 3060CB2 | 3060CB2HW | 8 | 96 | 8 | GLOBE,CL300 CAST STEEL,ASTM A216-WCB,API 8 (Cr13 STEM,DISC FACE/HF CoCr SEAT FACE),FLANGED | 34329.62 | 565.4 | 19.5 | 8 | 39.6 | 1 |  |  |  | 697988722101 | 69798872210 | https://www.milwaukeevalve.com/wp-content/uploads/spec-sheets/30603062CB2_2-8.pdf | https://www.milwaukeevalve.com/wp-content/uploads/ioms/CastSteelIOM.pdf | https://www.hammondvalve.com/wp-content/uploads/ioms/cast_steel_chainwheels.pdf | 12/19/18
CSV722 | 3060CB2HWY020 | Y | 3060CB2 | 3060CB2HW | 2 | 96 | 2 | GLOBE,CL300 CAST STEEL,ASTM A216-WCB,API 8 (Cr13 STEM,DISC FACE/HF CoCr SEAT FACE),FLANGED | 4698.53 | 54 | 10.5 | 2 | 15.43 | 1 |  |  |  | 697988671850 | 69798867185 | https://www.milwaukeevalve.com/wp-content/uploads/spec-sheets/30603062CB2_2-8.pdf | https://www.milwaukeevalve.com/wp-content/uploads/ioms/CastSteelIOM.pdf |  | 10/15/13
CSV722 | 3060CB5HWM030 | M | 3060CB5 | 3060CB5HW | 3 | 96 | 3 | GLOBE,CL300 CAST STEEL,ASTM A216-WCB,API 1 TRIM,(316 STEM,DISC FACE/HF CoCr SEAT FACE),FLANGED | 11758.54 | 0 | 12.5 | 3 | 18.2 | 1 |  |  |  | 697988722118 | 69798872211 | https://www.milwaukeevalve.com/wp-content/uploads/spec-sheets/30603062CB2_2-8.pdf | https://www.milwaukeevalve.com/wp-content/uploads/ioms/CastSteelIOM.pdf |  | 12/19/18
CSV722 | 3070CB2SCM020 | M | 3070CB2 | 3070CB2SC | 2 | 97 | 2 | CHECK,CL300 CAST STEEL,ASTM A216-WCB,API TRIM 8 (Cr13 STEM/DISC FACE,HF CoCr SEAT FACE),FLANGED | 3645.73 | 38.5 | 10.5 | 2 | 7.68 | 1 |  |  |  | 697988722125 | 69798872212 | https://www.milwaukeevalve.com/wp-content/uploads/spec-sheets/30703072CB2_2-12.pdf | https://www.milwaukeevalve.com/wp-content/uploads/ioms/CastSteelIOM.pdf | https://www.hammondvalve.com/wp-content/uploads/ioms/cast_steel_chainwheels.pdf | 12/19/18
CSV722 | 3070CB2SCM025 | M | 3070CB2 | 3070CB2SC | 2 1/2 | 97 | 2.5 | CHECK,CL300 CAST STEEL,ASTM A216-WCB,API TRIM 8 (Cr13 STEM/DISC FACE,HF CoCr SEAT FACE),FLANGED | 5120.97 | 53.9 | 11.5 | 2.5 | 7 | 1 |  |  |  | 697988722132 | 69798872213 | https://www.milwaukeevalve.com/wp-content/uploads/spec-sheets/30703072CB2_2-12.pdf | https://www.milwaukeevalve.com/wp-content/uploads/ioms/CastSteelIOM.pdf | https://www.hammondvalve.com/wp-content/uploads/ioms/cast_steel_chainwheels.pdf | 12/19/18
CSV722 | 3070CB2SCM030 | M | 3070CB2 | 3070CB2SC | 3 | 97 | 3 | CHECK,CL300 CAST STEEL,ASTM A216-WCB,API TRIM 8 (Cr13 STEM/DISC FACE,HF CoCr SEAT FACE),FLANGED | 5120.97 | 72.6 | 12.5 | 3 | 8.46 | 1 |  |  |  | 697988722149 | 69798872214 | https://www.milwaukeevalve.com/wp-content/uploads/spec-sheets/30703072CB2_2-12.pdf | https://www.milwaukeevalve.com/wp-content/uploads/ioms/CastSteelIOM.pdf | https://www.hammondvalve.com/wp-content/uploads/ioms/cast_steel_chainwheels.pdf | 12/19/18
CSV722 | 3070CB2SCM040 | M | 3070CB2 | 3070CB2SC | 4 | 97 | 4 | CHECK,CL300 CAST STEEL,ASTM A216-WCB,API TRIM 8 (Cr13 STEM/DISC FACE,HF CoCr SEAT FACE),FLANGED | 6916.16 | 110 | 14 | 4 | 10.31 | 1 |  |  |  | 697988722156 | 69798872215 | https://www.milwaukeevalve.com/wp-content/uploads/spec-sheets/30703072CB2_2-12.pdf | https://www.milwaukeevalve.com/wp-content/uploads/ioms/CastSteelIOM.pdf | https://www.hammondvalve.com/wp-content/uploads/ioms/cast_steel_chainwheels.pdf | 12/19/18
CSV722 | 3070CB2SCM060 | M | 3070CB2 | 3070CB2SC | 6 | 97 | 6 | CHECK,CL300 CAST STEEL,ASTM A216-WCB,API TRIM 8 (Cr13 STEM/DISC FACE,HF CoCr SEAT FACE),FLANGED | 12267.4 | 215.6 | 17.5 | 6 | 12.99 | 1 |  |  |  | 697988722163 | 69798872216 | https://www.milwaukeevalve.com/wp-content/uploads/spec-sheets/30703072CB2_2-12.pdf | https://www.milwaukeevalve.com/wp-content/uploads/ioms/CastSteelIOM.pdf | https://www.hammondvalve.com/wp-content/uploads/ioms/cast_steel_chainwheels.pdf | 12/19/18
CSV722 | 3070CB2SCM080 | M | 3070CB2 | 3070CB2SC | 8 | 97 | 8 | CHECK,CL300 CAST STEEL,ASTM A216-WCB,API TRIM 8 (Cr13 STEM/DISC FACE,HF CoCr SEAT FACE),FLANGED | 19793.18 | 347.6 | 21 | 8 | 15.75 | 1 |  |  |  | 697988722170 | 69798872217 | https://www.milwaukeevalve.com/wp-content/uploads/spec-sheets/30703072CB2_2-12.pdf | https://www.milwaukeevalve.com/wp-content/uploads/ioms/CastSteelIOM.pdf | https://www.hammondvalve.com/wp-content/uploads/ioms/cast_steel_chainwheels.pdf | 12/19/18
CSV722 | 3070CB2SCM100 | M | 3070CB2 | 3070CB2SC | 10 | 97 | 10 | CHECK,CL300 CAST STEEL,ASTM A216-WCB,API TRIM 8 (Cr13 STEM/DISC FACE,HF CoCr SEAT FACE),FLANGED | 36874.65 | 534.6 | 24.5 | 10 | 18.31 | 1 |  |  |  | 697988722187 | 69798872218 | https://www.milwaukeevalve.com/wp-content/uploads/spec-sheets/30703072CB2_2-12.pdf | https://www.milwaukeevalve.com/wp-content/uploads/ioms/CastSteelIOM.pdf | https://www.hammondvalve.com/wp-content/uploads/ioms/cast_steel_chainwheels.pdf | 12/19/18
CSV722 | 3070CB2SCM120 | M | 3070CB2 | 3070CB2SC | 12 | 97 | 12 | CHECK,CL300 CAST STEEL,ASTM A216-WCB,API TRIM 8 (Cr13 STEM/DISC FACE,HF CoCr SEAT FACE),FLANGED | 41083.45 | 754.6 | 28 | 12 | 21.65 | 1 |  |  |  | 697988722194 | 69798872219 | https://www.milwaukeevalve.com/wp-content/uploads/spec-sheets/30703072CB2_2-12.pdf | https://www.milwaukeevalve.com/wp-content/uploads/ioms/CastSteelIOM.pdf | https://www.hammondvalve.com/wp-content/uploads/ioms/cast_steel_chainwheels.pdf | 12/19/18
CSV722 | 3070CB2SCY025 | Y | 3070CB2 | 3070CB2SC | 2 1/2 | 97 | 2.5 | CHECK,CL300 CAST STEEL,ASTM A216-WCB,API TRIM 8 (Cr13 STEM/DISC FACE,HF CoCr SEAT FACE),FLANGED | 5120.97 | 73 | 11.5 | 2.5 | 7 | 1 |  |  |  | 697988671942 | 69798867194 | https://www.milwaukeevalve.com/wp-content/uploads/spec-sheets/30703072CB2_2-12.pdf | https://www.milwaukeevalve.com/wp-content/uploads/ioms/CastSteelIOM.pdf |  | 10/15/13
CSV722 | 3070CB2SCY080 | Y | 3070CB2 | 3070CB2SC | 8 | 97 | 8 | CHECK,CL300 CAST STEEL,ASTM A216-WCB,API TRIM 8 (Cr13 STEM/DISC FACE,HF CoCr SEAT FACE),FLANGED | 19793.18 | 438 | 21 | 8 | 15.75 | 1 |  |  |  | 697988671980 | 69798867198 | https://www.milwaukeevalve.com/wp-content/uploads/spec-sheets/30703072CB2_2-12.pdf | https://www.milwaukeevalve.com/wp-content/uploads/ioms/CastSteelIOM.pdf |  | 10/15/13
CSV722 | 3070CB2SCY100 | Y | 3070CB2 | 3070CB2SC | 10 | 97 | 10 | CHECK,CL300 CAST STEEL,ASTM A216-WCB,API TRIM 8 (Cr13 STEM/DISC FACE,HF CoCr SEAT FACE),FLANGED | 36874.65 | 723 | 24.5 | 10 | 18.31 | 1 |  |  |  | 697988671997 | 69798867199 | https://www.milwaukeevalve.com/wp-content/uploads/spec-sheets/30703072CB2_2-12.pdf | https://www.milwaukeevalve.com/wp-content/uploads/ioms/CastSteelIOM.pdf |  | 10/15/13
CSV722 | 3072CB2SCM025 | M | 3072CB2 | 3072CB2SC | 2 1/2 | 97 | 2.5 | CHECK,CL300 CAST STEEL,ASTM A216-WCB,API TRIM 8 (Cr13 STEM/DISC FACE,HF CoCr SEAT FACE),BWE | 5577.21 | 0 | 11.5 | 2.5 | 7 | 1 |  |  |  | 697988722200 | 69798872220 | https://www.milwaukeevalve.com/wp-content/uploads/spec-sheets/30703072CB2_2-12.pdf | https://www.milwaukeevalve.com/wp-content/uploads/ioms/CastSteelIOM.pdf |  | 12/19/18
CSV722 | 3072CB2SCM030 | M | 3072CB2 | 3072CB2SC | 3 | 97 | 3 | CHECK,CL300 CAST STEEL,ASTM A216-WCB,API TRIM 8 (Cr13 STEM/DISC FACE,HF CoCr SEAT FACE),BWE | 5577.21 | 0 | 12.5 | 3 | 8.46 | 1 |  |  |  | 697988722217 | 69798872221 | https://www.milwaukeevalve.com/wp-content/uploads/spec-sheets/30703072CB2_2-12.pdf | https://www.milwaukeevalve.com/wp-content/uploads/ioms/CastSteelIOM.pdf |  | 12/19/18
CSV722 | 3072CB2SCM040 | M | 3072CB2 | 3072CB2SC | 4 | 97 | 4 | CHECK,CL300 CAST STEEL,ASTM A216-WCB,API TRIM 8 (Cr13 STEM/DISC FACE,HF CoCr SEAT FACE),BWE | 7538.68 | 0 | 14 | 4 | 10.31 | 1 |  |  |  | 697988722224 | 69798872222 | https://www.milwaukeevalve.com/wp-content/uploads/spec-sheets/30703072CB2_2-12.pdf | https://www.milwaukeevalve.com/wp-content/uploads/ioms/CastSteelIOM.pdf |  | 12/19/18
CSV722 | 6050CB2HWG025 | G | 6050CB2 | 6050CB2HW | 2 1/2 | 96 | 2.5 | GATE,CL600 CAST STEEL,ASTM A216-WCB,API TRIM 8,(Cr13 STEM/DISC FACE,HF CoCr SEAT FACE),FLANGED | 8909.47 | 110 | 13 | 2.5 | 18.9 | 12 |  |  |  | 697988359895 | 69798835989 | https://www.milwaukeevalve.com/wp-content/uploads/60506053cb2_2-5.pdf | https://www.milwaukeevalve.com/wp-content/uploads/ioms/CastSteelIOM.pdf |  | 01/01/04
CSV722 | 6050CB2HWM020 | M | 6050CB2 | 6050CB2HW | 2 | 96 | 2 | GATE,CL600 CAST STEEL,ASTM A216-WCB,API TRIM 8,(Cr13 STEM/DISC FACE,HF CoCr SEAT FACE),FLANGED | 6452.36 | 86.46 | 11.5 | 2 | 18.72 | 1 |  |  |  | 697988722255 | 69798872225 | https://www.milwaukeevalve.com/wp-content/uploads/60506053cb2_2-5.pdf | https://www.milwaukeevalve.com/wp-content/uploads/ioms/CastSteelIOM.pdf | https://www.hammondvalve.com/wp-content/uploads/ioms/cast_steel_chainwheels.pdf | 12/19/18
CSV722 | 6050CB2HWM025 | M | 6050CB2 | 6050CB2HW | 2 1/2 | 96 | 2.5 | GATE,CL600 CAST STEEL,ASTM A216-WCB,API TRIM 8,(Cr13 STEM/DISC FACE,HF CoCr SEAT FACE),FLANGED | 9185 | 111.98 | 13 | 2.5 | 18.9 | 1 |  |  |  | 697988722262 | 69798872226 | https://www.milwaukeevalve.com/wp-content/uploads/60506053cb2_2-5.pdf | https://www.milwaukeevalve.com/wp-content/uploads/ioms/CastSteelIOM.pdf | https://www.hammondvalve.com/wp-content/uploads/ioms/cast_steel_chainwheels.pdf | 12/19/18
CSV722 | 6050CB2HWM030 | M | 6050CB2 | 6050CB2HW | 3 | 96 | 3 | GATE,CL600 CAST STEEL,ASTM A216-WCB,API TRIM 8,(Cr13 STEM/DISC FACE,HF CoCr SEAT FACE),FLANGED | 9185 | 148.5 | 14 | 3 | 23.3 | 1 |  |  |  | 697988722279 | 69798872227 | https://www.milwaukeevalve.com/wp-content/uploads/60506053cb2_2-5.pdf | https://www.milwaukeevalve.com/wp-content/uploads/ioms/CastSteelIOM.pdf | https://www.hammondvalve.com/wp-content/uploads/ioms/cast_steel_chainwheels.pdf | 12/19/18
CSV722 | 6050CB2HWM040 | M | 6050CB2 | 6050CB2HW | 4 | 96 | 4 | GATE,CL600 CAST STEEL,ASTM A216-WCB,API TRIM 8,(Cr13 STEM/DISC FACE,HF CoCr SEAT FACE),FLANGED | 14434.16 | 266.64 | 17 | 4 | 28.97 | 1 |  |  |  | 697988722286 | 69798872228 | https://www.milwaukeevalve.com/wp-content/uploads/60506053cb2_2-5.pdf | https://www.milwaukeevalve.com/wp-content/uploads/ioms/CastSteelIOM.pdf | https://www.hammondvalve.com/wp-content/uploads/ioms/cast_steel_chainwheels.pdf | 12/19/18
CSV722 | 6050CB2HWM060 | M | 6050CB2 | 6050CB2HW | 6 | 96 | 6 | GATE,CL600 CAST STEEL,ASTM A216-WCB,API TRIM 8,(Cr13 STEM/DISC FACE,HF CoCr SEAT FACE),FLANGED | 26143.82 | 559.68 | 22 | 6 | 38.03 | 1 |  |  |  | 697988722293 | 69798872229 | https://www.milwaukeevalve.com/wp-content/uploads/60506053cb2_6-12.pdf | https://www.milwaukeevalve.com/wp-content/uploads/ioms/CastSteelIOM.pdf | https://www.hammondvalve.com/wp-content/uploads/ioms/cast_steel_chainwheels.pdf | 12/19/18
CSV722 | 6050CB2HWM080 | M | 6050CB2 | 6050CB2HW | 8 | 96 | 8 | GATE,CL600 CAST STEEL,ASTM A216-WCB,API TRIM 8,(Cr13 STEM/DISC FACE,HF CoCr SEAT FACE),FLANGED | 44942.06 | 879.78 | 26 | 8 | 46.77 | 1 |  |  |  | 697988722309 | 69798872230 | https://www.milwaukeevalve.com/wp-content/uploads/60506053cb2_6-12.pdf | https://www.milwaukeevalve.com/wp-content/uploads/ioms/CastSteelIOM.pdf | https://www.hammondvalve.com/wp-content/uploads/ioms/cast_steel_chainwheels.pdf | 12/19/18
CSV722 | 6050CB2HWM100 | M | 6050CB2 | 6050CB2HW | 10 | 96 | 10 | GATE,CL600 CAST STEEL,ASTM A216-WCB,API TRIM 8,(Cr13 STEM/DISC FACE,HF CoCr SEAT FACE),FLANGED | 62553.51 | 1402.94 | 31 | 10 | 58.2 | 1 |  |  |  | 697988722316 | 69798872231 | https://www.milwaukeevalve.com/wp-content/uploads/60506053cb2_6-12.pdf | https://www.milwaukeevalve.com/wp-content/uploads/ioms/CastSteelIOM.pdf | https://www.hammondvalve.com/wp-content/uploads/ioms/cast_steel_chainwheels.pdf | 12/19/18
CSV722 | 6050CB2HWM120 | M | 6050CB2 | 6050CB2HW | 12 | 96 | 12 | GATE,CL600 CAST STEEL,ASTM A216-WCB,API TRIM 8,(Cr13 STEM/DISC FACE,HF CoCr SEAT FACE),FLANGED | 88685.09 | 0 | 33 | 12 | 66.9 | 1 |  |  |  | 697988722323 | 69798872232 | https://www.milwaukeevalve.com/wp-content/uploads/60506053cb2_6-12.pdf | https://www.milwaukeevalve.com/wp-content/uploads/ioms/CastSteelIOM.pdf | https://www.hammondvalve.com/wp-content/uploads/ioms/cast_steel_chainwheels.pdf | 12/19/18
CSV722 | 6050CB2HWY030 | Y | 6050CB2 | 6050CB2HW | 3 | 96 | 3 | GATE,CL600 CAST STEEL,ASTM A216-WCB,API TRIM 8,(Cr13 STEM/DISC FACE,HF CoCr SEAT FACE),FLANGED | 9185 | 148 | 14 | 3 | 23.3 | 1 |  |  |  | 697988672079 | 69798867207 | https://www.milwaukeevalve.com/wp-content/uploads/60506053cb2_2-5.pdf | https://www.milwaukeevalve.com/wp-content/uploads/ioms/CastSteelIOM.pdf |  | 10/15/13
CSV722 | 6060CB2HWG020 | G | 6060CB2 | 6060CB2HW | 2 | 96 | 2 | GLOBE,CL600 CAST STEEL,ASTM A216-WCB,API TRIM 8,(Cr13 STEM/DISC FACE,HF CoCr SEAT FACE),FLANGED | 6511.95 | 71 | 11.5 | 2 | 17.64 | 12 |  |  |  | 697988359963 | 69798835996 | https://www.milwaukeevalve.com/wp-content/uploads/60506053cb2_2-5.pdf | https://www.milwaukeevalve.com/wp-content/uploads/ioms/CastSteelIOM.pdf |  | 01/01/04
CSV722 | 6060CB2HWM020 | M | 6060CB2 | 6060CB2HW | 2 | 96 | 2 | GLOBE,CL600 CAST STEEL,ASTM A216-WCB,API TRIM 8,(Cr13 STEM/DISC FACE,HF CoCr SEAT FACE),FLANGED | 6713.36 | 77.88 | 11.5 | 2 | 17.64 | 1 |  |  |  | 697988722361 | 69798872236 | https://www.milwaukeevalve.com/wp-content/uploads/60506053cb2_2-5.pdf | https://www.milwaukeevalve.com/wp-content/uploads/ioms/CastSteelIOM.pdf | https://www.hammondvalve.com/wp-content/uploads/ioms/cast_steel_chainwheels.pdf | 12/19/18
CSV722 | 6060CB2HWM025 | M | 6060CB2 | 6060CB2HW | 2 1/2 | 96 | 2.5 | GLOBE,CL600 CAST STEEL,ASTM A216-WCB,API TRIM 8,(Cr13 STEM/DISC FACE,HF CoCr SEAT FACE),FLANGED | 10135.33 | 103.4 | 13 | 2.5 | 17.84 | 1 |  |  |  | 697988722378 | 69798872237 | https://www.milwaukeevalve.com/wp-content/uploads/60506053cb2_2-5.pdf | https://www.milwaukeevalve.com/wp-content/uploads/ioms/CastSteelIOM.pdf | https://www.hammondvalve.com/wp-content/uploads/ioms/cast_steel_chainwheels.pdf | 12/19/18
CSV722 | 6060CB2HWM030 | M | 6060CB2 | 6060CB2HW | 3 | 96 | 3 | GLOBE,CL600 CAST STEEL,ASTM A216-WCB,API TRIM 8,(Cr13 STEM/DISC FACE,HF CoCr SEAT FACE),FLANGED | 10135.33 | 152.46 | 14 | 3 | 20.67 | 1 |  |  |  | 697988722385 | 69798872238 | https://www.milwaukeevalve.com/wp-content/uploads/60506053cb2_2-5.pdf | https://www.milwaukeevalve.com/wp-content/uploads/ioms/CastSteelIOM.pdf | https://www.hammondvalve.com/wp-content/uploads/ioms/cast_steel_chainwheels.pdf | 12/19/18
CSV722 | 6060CB2HWM040 | M | 6060CB2 | 6060CB2HW | 4 | 96 | 4 | GLOBE,CL600 CAST STEEL,ASTM A216-WCB,API TRIM 8,(Cr13 STEM/DISC FACE,HF CoCr SEAT FACE),FLANGED | 15780.11 | 253 | 17 | 4 | 24.42 | 1 |  |  |  | 697988722392 | 69798872239 | https://www.milwaukeevalve.com/wp-content/uploads/60506053cb2_2-5.pdf | https://www.milwaukeevalve.com/wp-content/uploads/ioms/CastSteelIOM.pdf | https://www.hammondvalve.com/wp-content/uploads/ioms/cast_steel_chainwheels.pdf | 12/19/18
CSV722 | 6060CB2HWM060 | M | 6060CB2 | 6060CB2HW | 6 | 96 | 6 | GLOBE,CL600 CAST STEEL,ASTM A216-WCB,API TRIM 8,(Cr13 STEM/DISC FACE,HF CoCr SEAT FACE),FLANGED | 34423.37 | 585.2 | 22 | 6 | 32.91 | 1 |  |  |  | 697988722408 | 69798872240 | https://www.milwaukeevalve.com/wp-content/uploads/60506053cb2_2-5.pdf | https://www.milwaukeevalve.com/wp-content/uploads/ioms/CastSteelIOM.pdf | https://www.hammondvalve.com/wp-content/uploads/ioms/cast_steel_chainwheels.pdf | 12/19/18
CSV722 | 6063CB2HWM040 | M | 6063CB2 | 6063CB2HWM | 4 | 96 | 4 | CL600 STEEL GLOBE,ASTM A216-WCB,MV TRIM #2(STD)BWE | 17790.82 | 0 | 17 | 4 | 28.97 | 1 |  |  |  | 697988759831 | 69798875983 | https://www.milwaukeevalve.com/wp-content/uploads/60606063cb2_2-6.pdf | https://www.milwaukeevalve.com/wp-content/uploads/ioms/CastSteelIOM.pdf | https://www.hammondvalve.com/wp-content/uploads/ioms/cast_steel_chainwheels.pdf | 03/02/22
CSV722 | 6070CB2SCM020 | M | 6070CB2 | 6070CB2SC | 2 | 97 | 2 | CHECK,CL600 CAST STEEL,ASTM A216-WCB,API TRIM 8,(Cr13 STEM/DISC FACE,HF CoCr SEAT FACE),FLANGED | 5807.52 | 46.2 | 11.5 | 2 | 7.7 | 1 |  |  |  | 697988722422 | 69798872242 | https://www.milwaukeevalve.com/wp-content/uploads/spec-sheets/60706073CB2_2-12.pdf | https://www.milwaukeevalve.com/wp-content/uploads/ioms/CastSteelIOM.pdf | https://www.hammondvalve.com/wp-content/uploads/ioms/cast_steel_chainwheels.pdf | 12/19/18
CSV722 | 6070CB2SCM025 | M | 6070CB2 | 6070CB2SC | 2 1/2 | 97 | 2.5 | CHECK,CL600 CAST STEEL,ASTM A216-WCB,API TRIM 8,(Cr13 STEM/DISC FACE,HF CoCr SEAT FACE),FLANGED | 8472.47 | 63.8 | 13 | 2.5 | 8 | 1 |  |  |  | 697988722439 | 69798872243 | https://www.milwaukeevalve.com/wp-content/uploads/spec-sheets/60706073CB2_2-12.pdf | https://www.milwaukeevalve.com/wp-content/uploads/ioms/CastSteelIOM.pdf | https://www.hammondvalve.com/wp-content/uploads/ioms/cast_steel_chainwheels.pdf | 12/19/18
CSV722 | 6070CB2SCM030 | M | 6070CB2 | 6070CB2SC | 3 | 97 | 3 | CHECK,CL600 CAST STEEL,ASTM A216-WCB,API TRIM 8,(Cr13 STEM/DISC FACE,HF CoCr SEAT FACE),FLANGED | 8472.47 | 88 | 14 | 3 | 9.25 | 1 |  |  |  | 697988722446 | 69798872244 | https://www.milwaukeevalve.com/wp-content/uploads/spec-sheets/60706073CB2_2-12.pdf | https://www.milwaukeevalve.com/wp-content/uploads/ioms/CastSteelIOM.pdf | https://www.hammondvalve.com/wp-content/uploads/ioms/cast_steel_chainwheels.pdf | 12/19/18
CSV722 | 6070CB2SCM040 | M | 6070CB2 | 6070CB2SC | 4 | 97 | 4 | CHECK,CL600 CAST STEEL,ASTM A216-WCB,API TRIM 8,(Cr13 STEM/DISC FACE,HF CoCr SEAT FACE),FLANGED | 13563.63 | 156.2 | 17 | 4 | 10.65 | 1 |  |  |  | 697988722453 | 69798872245 | https://www.milwaukeevalve.com/wp-content/uploads/spec-sheets/60706073CB2_2-12.pdf | https://www.milwaukeevalve.com/wp-content/uploads/ioms/CastSteelIOM.pdf | https://www.hammondvalve.com/wp-content/uploads/ioms/cast_steel_chainwheels.pdf | 12/19/18
CSV722 | 6070CB2SCM060 | M | 6070CB2 | 6070CB2SC | 6 | 97 | 6 | CHECK,CL600 CAST STEEL,ASTM A216-WCB,API TRIM 8,(Cr13 STEM/DISC FACE,HF CoCr SEAT FACE),FLANGED | 26112.38 | 341 | 22 | 6 | 14.15 | 1 |  |  |  | 697988722460 | 69798872246 | https://www.milwaukeevalve.com/wp-content/uploads/spec-sheets/60706073CB2_2-12.pdf | https://www.milwaukeevalve.com/wp-content/uploads/ioms/CastSteelIOM.pdf | https://www.hammondvalve.com/wp-content/uploads/ioms/cast_steel_chainwheels.pdf | 12/19/18
CSV722 | 6070CB2SCM080 | M | 6070CB2 | 6070CB2SC | 8 | 97 | 8 | CHECK,CL600 CAST STEEL,ASTM A216-WCB,API TRIM 8,(Cr13 STEM/DISC FACE,HF CoCr SEAT FACE),FLANGED | 49946.67 | 583 | 26 | 8 | 18.86 | 1 |  |  |  | 697988722477 | 69798872247 | https://www.milwaukeevalve.com/wp-content/uploads/spec-sheets/60706073CB2_2-12.pdf | https://www.milwaukeevalve.com/wp-content/uploads/ioms/CastSteelIOM.pdf | https://www.hammondvalve.com/wp-content/uploads/ioms/cast_steel_chainwheels.pdf | 12/19/18
CSV722 | 6073CB2SCM030 | M | 6073CB2 | 6073CB2SC | 3 | 97 | 3 | CHECK,CL600 CAST STEEL,ASTM A216-WCB,API TRIM 8,(Cr13 STEM/DISC FACE,HF CoCr SEAT FACE),BWE | 10122.55 | 0 | 14 | 3 | 9.25 | 1 |  |  |  | 697988722484 | 69798872248 | https://www.milwaukeevalve.com/wp-content/uploads/spec-sheets/60706073CB2_2-12.pdf | https://www.milwaukeevalve.com/wp-content/uploads/ioms/CastSteelIOM.pdf |  | 12/19/18
CSV722 | 6073CB2SCM060 | M | 6073CB2 | 6073CB2SC | 6 | 97 | 6 | CHECK,CL600 CAST STEEL,ASTM A216-WCB,API TRIM 8,(Cr13 STEM/DISC FACE,HF CoCr SEAT FACE),BWE | 28811.46 | 0 | 22 | 6 | 14.15 | 1 |  |  |  | 697988722491 | 69798872249 | https://www.milwaukeevalve.com/wp-content/uploads/spec-sheets/60706073CB2_2-12.pdf | https://www.milwaukeevalve.com/wp-content/uploads/ioms/CastSteelIOM.pdf |  | 12/19/18
CSV722 | R5-0-C-746 |  | R5/0 - C -746 | R50C746 |  | 96 | 0 | CHAIN,5/0 LOCKLINK STEEL | 34.17 | 0.38 | 0 | 0 | 0 | 1 |  |  |  | 697988651210 | 69798865121 |  |  |  | 01/01/04
HP0722 | H84C0130000 |  | H84C0130000 | H84C0130000 |  | 79 | 0 | LOCKING KIT,M-SERIES 4" & 6"; HIGH PERFORMANCE BUTTERFLY,2 1/2"- 4" | 245.55 | 0.56 | 0 | 0 | 0 | 1 |  |  |  | 697988650718 | 69798865071 |  |  |  | 08/08/08
HP0722 | H84E0130000 |  | H84E0130000 | H84E0130000 |  | 7P | 0 | LOCKING KIT,M-SERIES 8" - 12"; & HIGH PERFORMANCE BUTTERFLY,5"-6" | 278.36 | 0.052 | 0 | 0 | 0 | 1 |  |  |  | 697988650725 | 69798865072 |  |  |  | 08/08/08
HP0722 | H84F0130000 |  | H84F0130000 | H84F0130000 |  | 7P | 0 | LOCKING KIT,M-SERIES 14"-16";HIGH PERFORMANCE BUTTERFLY,8"-12" CLASS 150,10" CLASS 300,12" CLASS 150 | 278.36 | 0.56 | 0 | 0 | 0 | 1 |  |  |  | 697988650732 | 69798865073 |  |  |  | 08/08/08
HP0722 | H84H0130000 |  | H84H0130000 | H84H0130000 |  | 79 | 0 | LOCKING KIT,M-SERIES 18"-20"; & HIGH PERFORMANCE BUTTERFLY,12" CLASS 300,14" CLASS 150 | 258.43 | 1.03 | 0 | 0 | 0 | 1 |  |  |  | 697988650749 | 69798865074 |  |  |  | 08/08/08
HP0722 | H84J0130000 |  | H84J0130000 | H84J0130000 |  | 7P | 0 | LOCKING KIT,HIGH PERFORMANCE BUTTERFLY,14" CLASS 300,16" CLASS 150,16" CLASS 300,18" CLASS 150 | 483.47 | 1.56 | 0 | 0 | 0 | 1 |  |  |  | 697988650756 | 69798865075 |  |  |  | 08/08/08
HP0722 | H84L0130000 |  | H84L0130000 | H84L0130000 |  | 7P | 0 | LOCKING KIT,HIGH PERFORMANCE BUTTERFLY,20"-24" CLASS 150 | 483.47 | 0.7 | 0 | 0 | 0 | 1 |  |  |  | 697988650763 | 69798865076 |  |  |  | 08/08/08
HP0722 | H85C0130000 |  | H85C0130000 | H85C0130000 |  | 7P | 0 | GEAR MEMORY STOP KIT,HIGH PERFORMANCE BUTTERFLY,2 1/2"-4" | 278.36 | 0.3 | 0 | 0 | 0 | 1 |  |  |  | 697988650770 | 69798865077 |  |  |  | 08/08/08
HP0722 | H85E0130000 |  | H85E0130000 | H85E0130000 |  | 7P | 0 | GEAR MEMORY STOP KIT,HIGH PERFORMANCE BUTTERFLY 5"-6" | 278.36 | 0.61 | 0 | 0 | 0 | 1 |  |  |  | 697988650787 | 69798865078 |  |  |  | 08/08/08
HP0722 | H85F0130000 |  | H85F0130000 | H85F0130000 |  | 7P | 0 | GEAR MEMORY STOP KIT,HIGH PERFORMANCE BUTTERFLY,8"10",10" CLASS 150,10" CLASS 300,12" CLASS 150 | 278.36 | 1.27 | 0 | 0 | 0 | 1 |  |  |  | 697988650794 | 69798865079 |  |  |  | 08/08/08
HP0722 | H85H0130000 |  | H85H0130000 | H85H0130000 |  | 7P | 0 | GEAR MEMORY STOP KIT,HIGH PERFORMANCE BUTTERFLY,12" CLASS 300,14" CLASS 150 | 278.36 | 1.82 | 0 | 0 | 0 | 1 |  |  |  | 697988650800 | 69798865080 |  |  |  | 08/08/08
HP0722 | H85J0130000 |  | H85J0130000 | H85J0130000 |  | 7P | 0 | GEAR MEMORY STOP KIT,HIGH PERFORMANCE BUTTERFLY,14" CLS 300,16" CLS 150, 16" CLS 300,18" CLS 150 | 483.47 | 3.26 | 0 | 0 | 0 | 1 |  |  |  | 697988650817 | 69798865081 |  |  |  | 08/08/08
HP0722 | H85L0130000 |  | H85L0130000 | H85L0130000 |  | 7P | 0 | GEAR MEMORY STOP KIT,HIGH PERFORMANCE BUTTERFLY,20"-24" CLASS 150 | 483.47 | 4.02 | 0 | 0 | 0 | 1 |  |  |  | 697988650824 | 69798865082 |  |  |  | 08/08/08
HP0722 | H86C0130007 |  | H86C0130007 | H86C0130007 |  | 7P | 0 | HANDLE MOUNTING KIT,2 1/2"-4" | 260.33 | 4.15 | 0 | 0 | 0 | 1 |  |  |  | 697988558670 | 69798855867 |  |  |  | 01/12/05
HP0722 | H86E0130007 |  | H86E0130007 | H86E0130007 |  | 7P | 0 | HANDLE MOUNTING KIT,5"-6" | 300.4 | 4.6 | 0 | 0 | 0 | 1 |  |  |  | 697988558687 | 69798855868 |  |  |  | 01/12/05
HP0722 | H86F0130007 |  | H86F0130007 | H86F0130007 |  | 7P | 0 | HANDLE MOUNTING KIT,8" | 348.43 | 4.8 | 0 | 0 | 0 | 1 |  |  |  | 697988558694 | 69798855869 |  |  |  | 01/12/05
HP0722 | H87C0130120 |  | H87C0130120 | H87C0130120 |  | 7P | 0 | GEAR MOUNTING KIT,HIGH PERFORMANCE BUTTERFLY,2 1/2"-4" | 969.24 | 11.88 | 0 | 0 | 0 | 1 |  |  |  | 697988650848 | 69798865084 |  |  |  | 08/08/08
HP0722 | H87E0130020 |  | H87E0130020 | H87E0130020 |  | 7P | 0 | GEAR MOUNTING KIT,HIGH PERFORMANCE BUTTERFLY,5"-6" | 1009.28 | 12.2 | 0 | 0 | 0 | 1 |  |  |  | 697988558717 | 69798855871 |  |  |  | 01/11/05
HP0722 | H87E0130120 |  | H87E0130120 | H87E0130120 |  | 7P | 0 | GEAR MOUNTING KIT,HIGH PERFORMANCE BUTTERFLY,5"-6" | 1009.28 | 13 | 0 | 0 | 0 | 1 |  |  |  | 697988650855 | 69798865085 |  |  |  | 08/08/08
HP0722 | H87F0130020 |  | H87F0130020 | H87F0130020 |  | 7P | 0 | GEAR KIT,HIGH PERFORMANCE BUTTERFLY,8"-10" CLASS 150 | 1030.74 | 16.85 | 0 | 0 | 0 | 1 |  |  |  | 697988558724 | 69798855872 |  |  |  | 01/11/05
HP0722 | H87F0130220 |  | H87F0130220 | H87F0130220 |  | 7P | 0 | GEAR KIT,HIGH PERFORMANCE BUTTERFLY,8"-10" CLASS 150 | 1030.74 | 37.12 | 0 | 0 | 0 | 1 |  |  |  | 697988650862 | 69798865086 |  |  |  | 08/08/08
HP0722 | H87F0130320 |  | H87F0130320 | H87F0130320 |  | 7P | 0 | GEAR KIT,HIGH PERORMANCE BUTTERFLY, 10" CLASS 150 | 1109.43 | 38.84 | 0 | 0 | 0 | 1 |  |  |  | 697988650879 | 69798865087 |  |  |  | 08/08/08
HP0722 | H87G0130020 |  | H87G0130020 | H87G0130020 |  | 7P | 0 | GEAR MOUNTING KIT,10" CLASS 300,12" CLASS 150 | 2054.64 | 35.28 | 0 | 0 | 0 | 1 |  |  |  | 697988558748 | 69798855874 |  |  |  | 01/11/05
HP0722 | H87G0130120 |  | H87G0130120 | H87G0130120 |  | 7P | 0 | GEAR KIT,HIGH PERFORMANCE BUTTERFLY,10" CLASS 300,12" CLASS 150 | 2054.64 | 50.04 | 0 | 0 | 0 | 1 |  |  |  | 697988650886 | 69798865088 |  |  |  | 08/08/08
HP0722 | H87H0130020 |  | H87H0130020 | H87H0130020 |  | 7P | 0 | GEAR MOUNTING KIT,HIGH PERFORMANCE BUTTERFLY,12" CLASS 300,14" CLASS 150 | 2330.96 | 50 | 0 | 0 | 0 | 1 |  |  |  | 697988558755 | 69798855875 |  |  |  | 01/11/05
HP0722 | H87H0130120 |  | H87H0130120 | H87H0130120 |  | 7P | 0 | GEAR KIT,HIGH PERFORMANCE BUTTERFLY,12" CLASS 300,14" CLASS 150 | 2330.96 | 79.76 | 0 | 0 | 0 | 1 |  |  |  | 697988650893 | 69798865089 |  |  |  | 08/08/08
HP0722 | H87J0130020 |  | H87J0130020 | H87J0130020 |  | 7P | 0 | GEAR MOUNTING KIT,HIGH PERFORMANCE BUTTERFLY,14" CLASS 300,-16" CLASS 150 | 2330.96 | 85.38 | 0 | 0 | 0 | 1 |  |  |  | 697988558762 | 69798855876 |  |  |  | 01/11/05
HP0722 | H87J0130120 |  | H87J0130120 | H87J0130120 |  | 7P | 0 | GEAR KIT,HIGH PERFORMANCE BUTTERFLY,14" CLASS 300,16" CLASS 150 | 2330.96 | 99 | 0 | 0 | 0 | 1 |  |  |  | 697988650909 | 69798865090 |  |  |  | 08/08/08
HP0722 | H87K0130120 |  | H87K0130120 | H87K0130120 |  | 7P | 0 | GEAR KIT,HIGH PERFORMANCE BUTTERFLY,16" CLASS 300,18" CLASS 150 | 2330.96 | 114.2 | 0 | 0 | 0 | 1 |  |  |  | 697988650916 | 69798865091 |  |  |  | 08/08/08
HP0722 | H87L0130120 |  | H87L0130120 | H87L0130120 |  | 7P | 0 | GEAR KIT,HIGH PERFORMANCE BUTTERFLY,20" CLASS 150 | 6228 | 136 | 0 | 0 | 0 | 1 |  |  |  | 697988650923 | 69798865092 |  |  |  | 08/08/08
HP0722 | H87M0130120 |  | H87M0130120 | H87M0130120 |  | 7P | 0 | GEAR KIT,HIGH PERFORMANCE BUTTERFLY,20" CLASS 300,24" 150 CLASS | 7729.94 | 224 | 0 | 0 | 0 | 1 |  |  |  | 697988650930 | 69798865093 |  |  |  | 08/08/08
HP0722 | H8803130000 |  | H8803130000 | H8803130000 |  | 7P | 3 | RTFE/PTFE REPAIR KIT,HIGH PERFORMANCE BUTTERFLY,3" | 370.95 | 0.11 | 0 | 0 | 0 | 1 |  |  |  | 697988650947 | 69798865094 |  |  |  | 07/17/06
HP0722 | H8804130000 |  | H8804130000 | H8804130000 |  | 7P | 4 | RTFE/PTFE REPAIR KIT,HIGH PERFORMANCE BUTTERFLY,4" | 451.3 | 0.1 | 0 | 0 | 0 | 1 |  |  |  | 697988650954 | 69798865095 |  |  |  | 05/25/07
HP0722 | H8806130000 |  | H8806130000 | H8806130000 |  | 7P | 6 | RTFE/PTFE REPAIR KIT,HIGH PERFORMANCE BUTTERFLY,6" | 534.34 | 0.1 | 0 | 0 | 0 | 1 |  |  |  | 697988650961 | 69798865096 |  |  |  | 11/08/05
HP0722 | H8808130000 |  | H8808130000 | H8808130000 |  | 7P | 8 | RTFE/PTFE REPAIR KIT,HIGH PERFORMANCE BUTTERFLY,8" | 573.09 | 0.24 | 0 | 0 | 0 | 1 |  |  |  | 697988650978 | 69798865097 |  |  |  | 11/08/05
HP0722 | H8810150000 |  | H8810150000 | H8810150000 |  | 7P | 10 | RTFE/PTFE REPAIR KIT,HIGH PERFORMANCE BUTTERFLY,10" | 769.63 | 0.28 | 0 | 0 | 0 | 1 |  |  |  | 697988650985 | 69798865098 |  |  |  | 09/05/08
HP0722 | H8810300000 |  | H8810300000 | H8810300000 |  | 7P | 10 | RTFE/PTFE REPAIR KIT,HIGH PERFORMANCE BUTTERFLY,10" CLASS 300 | 769.63 | 0.34 | 0 | 0 | 0 | 1 |  |  |  | 697988650992 | 69798865099 |  |  |  | 09/05/08
HP0722 | H8812150000 |  | H8812150000 | H8812150000 |  | 7P | 12 | RTFE/PTFE REPAIR KIT,HIGH PERFORMANCE BUTTERFLY,12" CLASS 150 | 1035.36 | 0.35 | 0 | 0 | 0 | 1 |  |  |  | 697988651005 | 69798865100 |  |  |  | 09/05/08
HP0722 | H8812300000 |  | H8812300000 | H8812300000 |  | 7P | 12 | RTFE/PTFE REPAIR KIT,HIGH PERFORMANCE BUTTERFLY,12" CLASS 300 | 1035.36 | 0.37 | 0 | 0 | 0 | 1 |  |  |  | 697988651173 | 69798865117 |  |  |  | 09/05/08
HP0722 | H8816150000 |  | H8816150000 | H8816150000 |  | 7P | 16 | RTFE/PTFE REPAIR KIT,HIGH PERFORMANCE BUTTERFLY,16" CLASS 150 | 2702.02 | 0.75 | 0 | 0 | 0 | 1 |  |  |  | 697988651180 | 69798865118 |  |  |  | 12/17/08
HP0722 | H8852130000 |  | H8852130000 | H8852130000 |  | 7P | 2.5 | RTFE/PTFE REPAIR KIT,HIGH PERFORMANCE BUTTERFLY,2 1/2" CLASS 150/300 | 335 | 0.06 | 0 | 0 | 0 | 1 |  |  |  | 697988676015 | 69798867601 |  |  |  | 07/17/06
HP0722 | HP1LCS4111 025 |  | HP1LCS | HP1LCS4111 | 2 1/2 | 74 | 2.5 | HIGH PERFORMANCE BUTTERFLY,150 LUG,CS BODY,SS DISC,17-4 STEM,PTFE SEAT,PTFE STM PKGN,BARE STEM OP | 2887.61 | 14.2 | 1.88 | 6.75 | 11.24 | 1 |  |  |  | 697988559226 | 69798855922 | https://www.milwaukeevalve.com/wp-content/uploads/spec-sheets/HPSeriesLug_2.5-8withLever.pdf | https://www.milwaukeevalve.com/wp-content/uploads/ioms/HPButterflyIOM.pdf |  | 10/07/05
HP0722 | HP1LCS4111 030 |  | HP1LCS | HP1LCS4111 | 3 | 74 | 3 | HIGH PERFORMANCE BUTTERFLY,150 LUG,CS BODY,SS DISC,17-4 STEM,PTFE SEAT,PTFE STM PKGN,BARE STEM OP | 2897.93 | 16.3 | 1.88 | 7.25 | 11.24 | 1 |  |  |  | 697988584570 | 69798858457 | https://www.milwaukeevalve.com/wp-content/uploads/spec-sheets/HPSeriesLug_2.5-8withLever.pdf | https://www.milwaukeevalve.com/wp-content/uploads/ioms/HPButterflyIOM.pdf |  | 10/10/06
HP0722 | HP1LCS4111 040 |  | HP1LCS | HP1LCS4111 | 4 | 74 | 4 | HIGH PERFORMANCE BUTTERFLY,150 LUG,CS BODY,SS DISC,17-4 STEM,PTFE SEAT,PTFE STM PKGN,BARE STEM OP | 3433.6 | 24 | 2.13 | 8.76 | 12.77 | 1 |  |  |  | 697988546363 | 69798854636 | https://www.milwaukeevalve.com/wp-content/uploads/spec-sheets/HPSeriesLug_2.5-8withLever.pdf | https://www.milwaukeevalve.com/wp-content/uploads/ioms/HPButterflyIOM.pdf |  | 06/06/05
HP0722 | HP1LCS4111 050 |  | HP1LCS | HP1LCS4111 | 5 | 74 | 5 | HIGH PERFORMANCE BUTTERFLY,150 LUG,CS BODY,SS DISC,17-4 STEM,PTFE SEAT,PTFE STM PKGN,BARE STEM OP | 5295.93 | 35.6 | 2.13 | 10.75 | 18.7 | 1 |  |  |  | 697988559233 | 69798855923 | https://www.milwaukeevalve.com/wp-content/uploads/spec-sheets/HPSeriesLug_2.5-8withLever.pdf | https://www.milwaukeevalve.com/wp-content/uploads/ioms/HPButterflyIOM.pdf |  | 10/07/05
HP0722 | HP1LCS4111 060 |  | HP1LCS | HP1LCS4111 | 6 | 74 | 6 | HIGH PERFORMANCE BUTTERFLY,150 LUG,CS BODY,SS DISC,17-4 STEM,PTFE SEAT,PTFE STM PKGN,BARE STEM OP | 5328.97 | 39.58 | 2.25 | 11 | 18.7 | 1 |  |  |  | 697988546370 | 69798854637 | https://www.milwaukeevalve.com/wp-content/uploads/spec-sheets/HPSeriesLug_2.5-8withLever.pdf | https://www.milwaukeevalve.com/wp-content/uploads/ioms/HPButterflyIOM.pdf |  | 06/06/05
HP0722 | HP1LCS4111 080 |  | HP1LCS | HP1LCS4111 | 8 | 74 | 8 | HIGH PERFORMANCE BUTTERFLY,150 LUG,CS BODY,SS DISC,17-4 STEM,PTFE SEAT,PTFE STM PKGN,BARE STEM OP | 6769.47 | 50 | 2.63 | 13.25 | 19.27 | 1 |  |  |  | 697988546387 | 69798854638 | https://www.milwaukeevalve.com/wp-content/uploads/spec-sheets/HPSeriesLug_2.5-8withLever.pdf | https://www.milwaukeevalve.com/wp-content/uploads/ioms/HPButterflyIOM.pdf |  | 06/06/05
HP0722 | HP1LCS4111 100 |  | HP1LCS | HP1LCS4111 | 10 | 74 | 10 | HIGH PERFORMANCE BUTTERFLY,150 LUG,CS BODY,SS DISC,17-4 STEM,PTFE SEAT,PTFE STM PKGN,BARE STEM OP | 10548.65 | 97 | 2.81 | 16 | 23.15 | 1 |  |  |  | 697988546394 | 69798854639 | https://www.milwaukeevalve.com/wp-content/uploads/spec-sheets/HPSeriesLug_10-24withGear.pdf | https://www.milwaukeevalve.com/wp-content/uploads/ioms/HPButterflyIOM.pdf |  | 06/06/05
HP0722 | HP1LCS4111 120 |  | HP1LCS | HP1LCS4111 | 12 | 74 | 12 | HIGH PERFORMANCE BUTTERFLY,150 LUG,CS BODY,SS DISC,17-4 STEM,PTFE SEAT,PTFE STM PKGN,BARE STEM OP | 13702.18 | 150 | 3.19 | 19 | 30.4 | 1 |  |  |  | 697988584389 | 69798858438 | https://www.milwaukeevalve.com/wp-content/uploads/spec-sheets/HPSeriesLug_10-24withGear.pdf | https://www.milwaukeevalve.com/wp-content/uploads/ioms/HPButterflyIOM.pdf |  | 10/02/06
HP0722 | HP1LCS4111 140 |  | HP1LCS | HP1LCS4111 | 14 | 7L | 14 | HIGH PERFORMANCE BUTTERFLY,150 LUG,CS BODY,SS DISC,17-4 STEM,PTFE SEAT,PTFE STM PKGN,BARE STEM OP | 18186.29 | 178 | 3.63 | 20.75 | 31.74 | 1 |  |  |  | 697988649941 | 69798864994 | https://www.milwaukeevalve.com/wp-content/uploads/spec-sheets/HPSeriesLug_10-24withGear.pdf | https://www.milwaukeevalve.com/wp-content/uploads/ioms/HPButterflyIOM.pdf |  | 08/06/12
HP0722 | HP1LCS4112 025 |  | HP1LCS | HP1LCS4112 | 2 1/2 | 74 | 2.5 | HIGH PERFORMANCE BUTTERFLY,150 LUG,CS BODY,SS DISC,17-4 STEM,PTFE SEAT,PTFE STM PKGN,LVR-LOCK OP | 3079.47 | 15.02 | 1.88 | 6.75 | 11.24 | 1 |  |  |  | 697988585003 | 69798858500 | https://www.milwaukeevalve.com/wp-content/uploads/spec-sheets/HPSeriesLug_2.5-8withLever.pdf | https://www.milwaukeevalve.com/wp-content/uploads/ioms/HPButterflyIOM.pdf |  | 10/30/06
HP0722 | HP1LCS4112 030 |  | HP1LCS | HP1LCS4112 | 3 | 74 | 3 | HIGH PERFORMANCE BUTTERFLY,150 LUG,CS BODY,SS DISC,17-4 STEM,PTFE SEAT,PTFE STM PKGN,LVR-LOCK OP | 3089.8 | 17.3 | 1.88 | 7.25 | 11.24 | 1 |  |  |  | 697988528512 | 69798852851 | https://www.milwaukeevalve.com/wp-content/uploads/spec-sheets/HPSeriesLug_2.5-8withLever.pdf | https://www.milwaukeevalve.com/wp-content/uploads/ioms/HPButterflyIOM.pdf |  | 06/21/04
HP0722 | HP1LCS4112 040 |  | HP1LCS | HP1LCS4112 | 4 | 74 | 4 | HIGH PERFORMANCE BUTTERFLY,150 LUG,CARBON BODY,SS DISC,17­4 STEM,PTFE SEAT,LEVER-LOCK OPERATOR | 3663.15 | 0 | 2.13 | 8.76 | 12.77 | 0 |  |  |  | 697988734357 | 69798873435 | https://www.milwaukeevalve.com/wp-content/uploads/spec-sheets/HPSeriesLug_2.5-8withLever.pdf | https://www.milwaukeevalve.com/wp-content/uploads/ioms/HPButterflyIOM.pdf |  | 02/07/20
HP0722 | HP1LCS4112 060 |  | HP1LCS | HP1LCS4112 | 6 | 74 | 6 | HIGH PERFORMANCE BUTTERFLY,150 LUG,CARBON BODY,SS DISC,17­4 STEM,PTFE SEAT,LEVER-LOCK OPERATOR | 5566.76 | 42.34 | 2.25 | 11 | 18.7 | 1 |  |  |  | 697988703520 | 69798870352 | https://www.milwaukeevalve.com/wp-content/uploads/spec-sheets/HPSeriesLug_2.5-8withLever.pdf | https://www.milwaukeevalve.com/wp-content/uploads/ioms/HPButterflyIOM.pdf |  | 12/02/16
HP0722 | HP1LCS4113 025 |  | HP1LCS | HP1LCS4113 | 2 1/2 | 74 | 2.5 | HIGH PERFORMANCE BUTTERFLY,150 LUG,CS BODY,SS DISC,17-4 STEM,PTFE SEAT,PTFE STM PKGN,GEAR OP | 3617.78 | 22.662 | 1.88 | 6.75 | 11.24 | 1 |  |  |  | 697988559202 | 69798855920 | https://www.milwaukeevalve.com/wp-content/uploads/spec-sheets/HPSeriesLug_2.5-8withGear.pdf | https://www.milwaukeevalve.com/wp-content/uploads/ioms/HPButterflyIOM.pdf |  | 10/06/05
HP0722 | HP1LCS4113 030 |  | HP1LCS | HP1LCS4113 | 3 | 74 | 3 | HIGH PERFORMANCE BUTTERFLY,150 LUG,CS BODY,SS DISC,17-4 STEM,PTFE SEAT,PTFE STM PKGN,GEAR OP | 3628.09 | 24.3 | 1.88 | 7.25 | 11.24 | 1 |  |  |  | 697988584587 | 69798858458 | https://www.milwaukeevalve.com/wp-content/uploads/spec-sheets/HPSeriesLug_2.5-8withGear.pdf | https://www.milwaukeevalve.com/wp-content/uploads/ioms/HPButterflyIOM.pdf |  | 10/10/06
HP0722 | HP1LCS4113 040 |  | HP1LCS | HP1LCS4113 | 4 | 74 | 4 | HIGH PERFORMANCE BUTTERFLY,150 LUG,CS BODY,SS DISC,17-4 STEM,PTFE SEAT,PTFE STM PKGN,GEAR OP | 4205.45 | 32.24 | 2.13 | 8.76 | 12.77 | 1 |  |  |  | 697988546400 | 69798854640 | https://www.milwaukeevalve.com/wp-content/uploads/spec-sheets/HPSeriesLug_2.5-8withGear.pdf | https://www.milwaukeevalve.com/wp-content/uploads/ioms/HPButterflyIOM.pdf |  | 06/06/05
HP0722 | HP1LCS4113 050 |  | HP1LCS | HP1LCS4113 | 5 | 74 | 5 | HIGH PERFORMANCE BUTTERFLY,150 LUG,CS BODY,SS DISC,17-4 STEM,PTFE SEAT,PTFE STM PKGN,GEAR OP | 6046.84 | 45 | 2.13 | 10.75 | 18.7 | 1 |  |  |  | 697988559219 | 69798855921 | https://www.milwaukeevalve.com/wp-content/uploads/spec-sheets/HPSeriesLug_2.5-8withGear.pdf | https://www.milwaukeevalve.com/wp-content/uploads/ioms/HPButterflyIOM.pdf |  | 10/06/05
HP0722 | HP1LCS4113 060 |  | HP1LCS | HP1LCS4113 | 6 | 74 | 6 | HIGH PERFORMANCE BUTTERFLY,150 LUG,CS BODY,SS DISC,17-4 STEM,PTFE SEAT,PTFE STM PKGN,GEAR OP | 6079.85 | 63 | 2.25 | 11 | 18.7 | 1 |  |  |  | 697988546417 | 69798854641 | https://www.milwaukeevalve.com/wp-content/uploads/spec-sheets/HPSeriesLug_2.5-8withGear.pdf | https://www.milwaukeevalve.com/wp-content/uploads/ioms/HPButterflyIOM.pdf |  | 06/06/05
HP0722 | HP1LCS4113 080 |  | HP1LCS | HP1LCS4113 | 8 | 74 | 8 | HIGH PERFORMANCE BUTTERFLY,150 LUG,CS BODY,SS DISC,17-4 STEM,PTFE SEAT,PTFE STM PKGN,GEAR OP | 7578.9 | 93 | 2.63 | 13.25 | 19.27 | 1 |  |  |  | 697988546424 | 69798854642 | https://www.milwaukeevalve.com/wp-content/uploads/spec-sheets/HPSeriesLug_2.5-8withGear.pdf | https://www.milwaukeevalve.com/wp-content/uploads/ioms/HPButterflyIOM.pdf |  | 06/06/05
HP0722 | HP1LCS4113 100 |  | HP1LCS | HP1LCS4113 | 10 | 74 | 10 | HIGH PERFORMANCE BUTTERFLY,150 LUG,CS BODY,SS DISC,17-4 STEM,PTFE SEAT,PTFE STM PKGN,GEAR OP | 11462.28 | 129 | 2.81 | 16 | 23.15 | 1 |  |  |  | 697988546431 | 69798854643 | https://www.milwaukeevalve.com/wp-content/uploads/spec-sheets/HPSeriesLug_10-24withGear.pdf | https://www.milwaukeevalve.com/wp-content/uploads/ioms/HPButterflyIOM.pdf |  | 06/06/05
HP0722 | HP1LCS4113 120 |  | HP1LCS | HP1LCS4113 | 12 | 74 | 12 | HIGH PERFORMANCE BUTTERFLY,150 LUG,CS BODY,SS DISC,17-4 STEM,PTFE SEAT,PTFE STM PKGN,GEAR OP | 15629.73 | 188 | 3.19 | 19 | 30.4 | 1 |  |  |  | 697988584396 | 69798858439 | https://www.milwaukeevalve.com/wp-content/uploads/spec-sheets/HPSeriesLug_10-24withGear.pdf | https://www.milwaukeevalve.com/wp-content/uploads/ioms/HPButterflyIOM.pdf |  | 10/02/06
HP0722 | HP1LCS4113 140 |  | HP1LCS | HP1LCS4113 | 14 | 7L | 14 | HIGH PERFORMANCE BUTTERFLY,150 LUG,CS BODY,SS DISC,17-4 STEM,PTFE SEAT,PTFE STM PKGN,GEAR OP | 20372.39 | 254 | 3.63 | 20.75 | 31.74 | 1 |  |  |  | 697988649965 | 69798864996 | https://www.milwaukeevalve.com/wp-content/uploads/spec-sheets/HPSeriesLug_10-24withGear.pdf | https://www.milwaukeevalve.com/wp-content/uploads/ioms/HPButterflyIOM.pdf |  | 08/07/12
HP0722 | HP1LCS4211 025 |  | HP1LCS | HP1LCS4211 | 2 1/2 | 74 | 2.5 | HIGH PERFORMANCE BUTTERFLY,150 LUG,CS BODY,SS DISC,17-4 STEM,RPTFE SEAT,PTFE STEM PKGN,BARE STEM OP | 2745.22 | 10.96 | 1.88 | 6.75 | 11.24 | 1 | 11.9 | 6.4 | 4.5 | 697988541870 | 69798854187 | https://www.milwaukeevalve.com/wp-content/uploads/spec-sheets/HPSeriesLug_2.5-8withLever.pdf | https://www.milwaukeevalve.com/wp-content/uploads/ioms/HPButterflyIOM.pdf |  | 12/27/04
HP0722 | HP1LCS4211 030 |  | HP1LCS | HP1LCS4211 | 3 | 74 | 3 | HIGH PERFORMANCE BUTTERFLY,150 LUG,CS BODY,SS DISC,17-4 STEM,RPTFE SEAT,PTFE STEM PKGN,BARE STEM OP | 2745.22 | 12.64 | 1.88 | 7.25 | 11.24 | 1 | 11.9 | 6.4 | 4.5 | 697988525795 | 69798852579 | https://www.milwaukeevalve.com/wp-content/uploads/spec-sheets/HPSeriesLug_2.5-8withLever.pdf | https://www.milwaukeevalve.com/wp-content/uploads/ioms/HPButterflyIOM.pdf |  | 05/19/04
HP0722 | HP1LCS4211 040 |  | HP1LCS | HP1LCS4211 | 4 | 74 | 4 | HIGH PERFORMANCE BUTTERFLY,150 LUG,CS BODY,SS DISC,17-4 STEM,RPTFE SEAT,PTFE STEM PKGN,BARE STEM OP | 3245.84 | 21.26 | 2.13 | 8.76 | 12.77 | 1 | 12.9 | 9 | 4.5 | 697988535640 | 69798853564 | https://www.milwaukeevalve.com/wp-content/uploads/spec-sheets/HPSeriesLug_2.5-8withLever.pdf | https://www.milwaukeevalve.com/wp-content/uploads/ioms/HPButterflyIOM.pdf |  | 08/10/04
HP0722 | HP1LCS4211 050 |  | HP1LCS | HP1LCS4211 | 5 | 74 | 5 | HIGH PERFORMANCE BUTTERFLY,150 LUG,CS BODY,SS DISC,17-4 STEM,RPTFE SEAT,PTFE STEM PKGN,BARE STEM OP | 5064.88 | 32 | 2.13 | 10.75 | 18.7 | 1 | 15.1 | 11.1 | 4.5 | 697988542969 | 69798854296 | https://www.milwaukeevalve.com/wp-content/uploads/spec-sheets/HPSeriesLug_2.5-8withLever.pdf | https://www.milwaukeevalve.com/wp-content/uploads/ioms/HPButterflyIOM.pdf |  | 02/02/05
HP0722 | HP1LCS4211 060 |  | HP1LCS | HP1LCS4211 | 6 | 74 | 6 | HIGH PERFORMANCE BUTTERFLY,150 LUG,CS BODY,SS DISC,17-4 STEM,RPTFE SEAT,PTFE STEM PKGN,BARE STEM OP | 5064.88 | 41 | 2.25 | 11 | 18.7 | 1 | 15.1 | 11.1 | 4.5 | 697988535657 | 69798853565 | https://www.milwaukeevalve.com/wp-content/uploads/spec-sheets/HPSeriesLug_2.5-8withLever.pdf | https://www.milwaukeevalve.com/wp-content/uploads/ioms/HPButterflyIOM.pdf |  | 08/10/04
HP0722 | HP1LCS4211 080 |  | HP1LCS | HP1LCS4211 | 8 | 74 | 8 | HIGH PERFORMANCE BUTTERFLY,150 LUG,CS BODY,SS DISC,17-4 STEM,RPTFE SEAT,PTFE STEM PKGN,BARE STEM OP | 6424.88 | 61.84 | 2.63 | 13.25 | 19.27 | 1 | 19.7 | 15 | 7.5 | 697988535602 | 69798853560 | https://www.milwaukeevalve.com/wp-content/uploads/spec-sheets/HPSeriesLug_2.5-8withLever.pdf | https://www.milwaukeevalve.com/wp-content/uploads/ioms/HPButterflyIOM.pdf |  | 08/10/04
HP0722 | HP1LCS4211 100 |  | HP1LCS | HP1LCS4211 | 10 | 74 | 10 | HIGH PERFORMANCE BUTTERFLY,150 LUG,CS BODY,SS DISC,17-4 STEM,RPTFE SEAT,PTFE STEM PKGN,BARE STEM OP | 10133.93 | 93 | 2.81 | 16 | 23.15 | 1 | 22.4 | 17.1 | 7.5 | 697988526396 | 69798852639 | https://www.milwaukeevalve.com/wp-content/uploads/spec-sheets/HPSeriesLug_10-24withGear.pdf | https://www.milwaukeevalve.com/wp-content/uploads/ioms/HPButterflyIOM.pdf |  | 05/27/04
HP0722 | HP1LCS4211 120 |  | HP1LCS | HP1LCS4211 | 12 | 74 | 12 | HIGH PERFORMANCE BUTTERFLY,150 LUG,CS BODY,SS DISC,17-4 STEM,RPTFE SEAT,PTFE STEM PKGN,BARE STEM OP | 13250.35 | 151 | 3.19 | 19 | 30.4 | 1 | 25.4 | 19.7 | 7.5 | 697988526235 | 69798852623 | https://www.milwaukeevalve.com/wp-content/uploads/spec-sheets/HPSeriesLug_10-24withGear.pdf | https://www.milwaukeevalve.com/wp-content/uploads/ioms/HPButterflyIOM.pdf |  | 05/27/04
HP0722 | HP1LCS4211 140 |  | HP1LCS | HP1LCS4211 | 14 | 7L | 14 | HIGH PERFORMANCE BUTTERFLY,150 LUG,CS BODY,SS DISC,17-4 STEM,RPTFE SEAT,PTFE STEM PKGN,BARE STEM OP | 17651.89 | 178 | 3.63 | 20.75 | 31.74 | 1 |  |  |  | 697988526242 | 69798852624 | https://www.milwaukeevalve.com/wp-content/uploads/spec-sheets/HPSeriesLug_10-24withGear.pdf | https://www.milwaukeevalve.com/wp-content/uploads/ioms/HPButterflyIOM.pdf |  | 05/27/04
HP0722 | HP1LCS4211 160 |  | HP1LCS | HP1LCS4211 | 16 | 7L | 16 | HIGH PERFORMANCE BUTTERFLY,150 LUG,CS BODY,SS DISC,17-4 STEM,RPTFE SEAT,PTFE STEM PKGN,BARE STEM OP | 26897.16 | 252 | 4 | 23.25 | 35.96 | 1 |  |  |  | 697988526259 | 69798852625 | https://www.milwaukeevalve.com/wp-content/uploads/spec-sheets/HPSeriesLug_10-24withGear.pdf | https://www.milwaukeevalve.com/wp-content/uploads/ioms/HPButterflyIOM.pdf |  | 05/27/04
HP0722 | HP1LCS4211 180 |  | HP1LCS | HP1LCS4211 | 18 | 7L | 18 | HIGH PERFORMANCE BUTTERFLY,150 LUG,CS BODY,SS DISC,17-4 STEM,RPTFE SEAT,PTFE STEM PKGN,BARE STEM OP | 31511.44 | 385 | 4.47 | 25 | 38.12 | 1 |  |  |  | 697988526266 | 69798852626 | https://www.milwaukeevalve.com/wp-content/uploads/spec-sheets/HPSeriesLug_10-24withGear.pdf | https://www.milwaukeevalve.com/wp-content/uploads/ioms/HPButterflyIOM.pdf |  | 05/27/04
HP0722 | HP1LCS4211 200 |  | HP1LCS | HP1LCS4211 | 20 | 7L | 20 | HIGH PERFORMANCE BUTTERFLY,150 LUG,CS BODY,SS DISC,17-4 STEM,RPTFE SEAT,PTFE STEM PKGN,BARE STEM OP | 40472.87 | 598 | 5 | 27.5 | 40.03 | 1 |  |  |  | 697988544352 | 69798854435 | https://www.milwaukeevalve.com/wp-content/uploads/spec-sheets/HPSeriesLug_10-24withGear.pdf | https://www.milwaukeevalve.com/wp-content/uploads/ioms/HPButterflyIOM.pdf |  | 03/22/05
HP0722 | HP1LCS4211 240 |  | HP1LCS | HP1LCS4211 | 24 | 7L | 24 | HIGH PERFORMANCE BUTTERFLY,150 LUG,CS BODY,SS DISC,17-4 STEM,RPTFE SEAT,PTFE STEM PKGN,BARE STEM OP | 55901.12 | 832 | 6.06 | 32 | 49.3 | 1 |  |  |  | 697988526273 | 69798852627 | https://www.milwaukeevalve.com/wp-content/uploads/spec-sheets/HPSeriesLug_10-24withGear.pdf | https://www.milwaukeevalve.com/wp-content/uploads/ioms/HPButterflyIOM.pdf |  | 05/27/04
HP0722 | HP1LCS4211S 040 |  | HP1LCS | HP1LCS4211S | 4 | 74 | 4 | HIGH PERFORMANCE BFV,150 LUG,CS BODY,SS DISC,17-4 STM,RPTFE ST,PTFE STM PKGN,BARE STM OP,SS ST RTNR | 3896.54 | 20.8 | 2.13 | 8.76 | 12.77 | 1 | 12.9 | 9 | 4.5 | 697988633902 | 69798863390 | https://www.milwaukeevalve.com/wp-content/uploads/spec-sheets/HPSeriesLug_2.5-8withLever.pdf | https://www.milwaukeevalve.com/wp-content/uploads/ioms/HPButterflyIOM.pdf |  | 10/14/10
HP0722 | HP1LCS4211S 060 |  | HP1LCS | HP1LCS4211S | 6 | 74 | 6 | HIGH PERFORMANCE BFV,150 LUG,CS BODY,SS DISC,17-4 STM,RPTFE ST,PTFE STM PKGN,BARE STM OP,SS ST RTNR | 6279.44 | 41 | 2.25 | 11 | 18.7 | 1 | 15.1 | 11.1 | 4.5 | 697988663633 | 69798866363 | https://www.milwaukeevalve.com/wp-content/uploads/spec-sheets/HPSeriesLug_2.5-8withLever.pdf | https://www.milwaukeevalve.com/wp-content/uploads/ioms/HPButterflyIOM.pdf |  | 12/20/12
HP0722 | HP1LCS4211S 140 |  | HP1LCS | HP1LCS4211S | 14 | 7L | 14 | HIGH PERFORMANCE BFV,150 LUG,CS BODY,SS DISC,17-4 STM,RPTFE ST,PTFE STM PKGN,BARE STM OP,SS ST RTNR | 21484.23 | 178 | 3.63 | 20.75 | 31.74 | 1 |  |  |  | 697988627499 | 69798862749 | https://www.milwaukeevalve.com/wp-content/uploads/spec-sheets/HPSeriesLug_10-24withGear.pdf | https://www.milwaukeevalve.com/wp-content/uploads/ioms/HPButterflyIOM.pdf |  | 02/17/10
HP0722 | HP1LCS4211S 180 |  | HP1LCS | HP1LCS4211S | 18 | 7L | 18 | HIGH PERFORMANCE BFV,150 LUG,CS BODY,SS DISC,17-4 STM,RPTFE ST,PTFE STM PKGN,BARE STM OP,SS ST RTNR | 38300.61 | 379 | 4.47 | 25 | 38.12 | 1 |  |  |  | 697988621473 | 69798862147 | https://www.milwaukeevalve.com/wp-content/uploads/spec-sheets/HPSeriesLug_10-24withGear.pdf | https://www.milwaukeevalve.com/wp-content/uploads/ioms/HPButterflyIOM.pdf |  | 11/13/09
HP0722 | HP1LCS4211S 200 |  | HP1LCS | HP1LCS4211S | 20 | 7L | 20 | HIGH PERFORMANCE BFV,150 LUG,CS BODY,SS DISC,17-4 STM,RPTFE ST,PTFE STM PKGN,BARE STM OP,SS ST RTNR | 49220.63 | 598 | 5 | 27.5 | 40.03 | 1 |  |  |  | 697988621480 | 69798862148 | https://www.milwaukeevalve.com/wp-content/uploads/spec-sheets/HPSeriesLug_10-24withGear.pdf | https://www.milwaukeevalve.com/wp-content/uploads/ioms/HPButterflyIOM.pdf |  | 11/13/09
HP0722 | HP1LCS4211S 240 |  | HP1LCS | HP1LCS4211S | 24 | 7L | 24 | HIGH PERFORMANCE BFV,150 LUG,CS BODY,SS DISC,17-4 STM,RPTFE ST,PTFE STM PKGN,BARE STM OP,SS ST RTNR | 66336.09 | 832 | 6.06 | 32 | 49.3 | 1 |  |  |  | 697988621497 | 69798862149 | https://www.milwaukeevalve.com/wp-content/uploads/spec-sheets/HPSeriesLug_10-24withGear.pdf | https://www.milwaukeevalve.com/wp-content/uploads/ioms/HPButterflyIOM.pdf |  | 11/13/09
HP0722 | HP1LCS4211U 025 |  | HP1LCS | HP1LCS4211U | 2 1/2 | 7A | 2.5 | HIGH PERFORMANCE BFV,150 LUG,CS BODY,SS DISC,17-4 STM,RPTFE ST,PTFE STM PKGN,BARE STM OP,ASSMBLD USA | 3119.59 | 12 | 1.88 | 6.75 | 11.24 | 1 |  |  |  | 697988637436 | 69798863743 | https://www.milwaukeevalve.com/wp-content/uploads/spec-sheets/HPSeriesLug_2.5-8withLever.pdf | https://www.milwaukeevalve.com/wp-content/uploads/ioms/HPButterflyIOM.pdf |  | 03/01/11
HP0722 | HP1LCS4211U 030 |  | HP1LCS | HP1LCS4211U | 3 | 7A | 3 | HIGH PERFORMANCE BFV,150 LUG,CS BODY,SS DISC,17-4 STM,RPTFE ST,PTFE STM PKGN,BARE STM OP,ASSMBLD USA | 3119.59 | 15 | 1.88 | 7.25 | 11.24 | 1 |  |  |  | 697988631021 | 69798863102 |  | https://www.milwaukeevalve.com/wp-content/uploads/ioms/HPButterflyIOM.pdf |  | 06/22/10
HP0722 | HP1LCS4211U 040 |  | HP1LCS | HP1LCS4211U | 4 | 7A | 4 | HIGH PERFORMANCE BFV,150 LUG,CS BODY,SS DISC,17-4 STM,RPTFE ST,PTFE STM PKGN,BARE STM OP,ASSMBLD USA | 3688.43 | 21 | 2.13 | 8.76 | 12.77 | 1 |  |  |  | 697988631038 | 69798863103 |  | https://www.milwaukeevalve.com/wp-content/uploads/ioms/HPButterflyIOM.pdf |  | 06/22/10
HP0722 | HP1LCS4211U 050 |  | HP1LCS | HP1LCS4211U | 5 | 7A | 5 | HIGH PERFORMANCE BFV,150 LUG,CS BODY,SS DISC,17-4 STM,RPTFE ST,PTFE STM PKGN,BARE STM OP,ASSMBLD USA | 5755.55 | 33 | 2.13 | 10.75 | 18.7 | 1 |  |  |  | 697988631045 | 69798863104 |  | https://www.milwaukeevalve.com/wp-content/uploads/ioms/HPButterflyIOM.pdf |  | 06/22/10
HP0722 | HP1LCS4211U 060 |  | HP1LCS | HP1LCS4211U | 6 | 7A | 6 | HIGH PERFORMANCE BFV,150 LUG,CS BODY,SS DISC,17-4 STM,RPTFE ST,PTFE STM PKGN,BARE STM OP,ASSMBLD USA | 5755.55 | 39 | 2.25 | 11 | 18.7 | 1 |  |  |  | 697988630178 | 69798863017 |  | https://www.milwaukeevalve.com/wp-content/uploads/ioms/HPButterflyIOM.pdf |  | 05/21/10
HP0722 | HP1LCS4211U 080 |  | HP1LCS | HP1LCS4211U | 8 | 7A | 8 | HIGH PERFORMANCE BFV,150 LUG,CS BODY,SS DISC,17-4 STM,RPTFE ST,PTFE STM PKGN,BARE STM OP,ASSMBLD USA | 7301.03 | 50 | 2.63 | 13.25 | 19.27 | 1 |  |  |  | 697988630161 | 69798863016 |  | https://www.milwaukeevalve.com/wp-content/uploads/ioms/HPButterflyIOM.pdf |  | 05/21/10
HP0722 | HP1LCS4211U 100 |  | HP1LCS | HP1LCS4211U | 10 | 7A | 10 | HIGH PERFORMANCE BFV,150 LUG,CS BODY,SS DISC,17-4 STM,RPTFE ST,PTFE STM PKGN,BARE STM OP,ASSMBLD USA | 11515.85 | 97 | 2.81 | 16 | 23.15 | 1 |  |  |  | 697988639294 | 69798863929 |  | https://www.milwaukeevalve.com/wp-content/uploads/ioms/HPButterflyIOM.pdf |  | 05/25/11
HP0722 | HP1LCS4211U 120 |  | HP1LCS | HP1LCS4211U | 12 | 7A | 12 | HIGH PERFORMANCE BFV,150 LUG,CS BODY,SS DISC,17-4 STM,RPTFE ST,PTFE STM PKGN,BARE STM OP,ASSMBLD USA | 15057.19 | 154 | 3.63 | 19 | 30.4 | 1 |  |  |  | 697988630154 | 69798863015 |  | https://www.milwaukeevalve.com/wp-content/uploads/ioms/HPButterflyIOM.pdf |  | 05/21/10
HP0722 | HP1LCS4211U 140 |  | HP1LCS | HP1LCS4211U | 14 | 7A | 14 | HIGH PERFORMANCE BFV,150 LUG,CS BODY,SS DISC,17-4 STM,RPTFE ST,PTFE STM PKGN,BARE STM OP,ASSMBLD USA | 20059 | 178 | 3.63 | 20.75 | 31.74 | 1 |  |  |  | 697988639300 | 69798863930 |  | https://www.milwaukeevalve.com/wp-content/uploads/ioms/HPButterflyIOM.pdf |  | 05/25/11
HP0722 | HP1LCS4211U 160 |  | HP1LCS | HP1LCS4211U | 16 | 7A | 16 | HIGH PERFORMANCE BFV,150 LUG,CS BODY,SS DISC,17-4 STM,RPTFE ST,PTFE STM PKGN,BARE STM OP,ASSMBLD USA | 30564.97 | 252 | 4 | 23.25 | 35.96 | 1 |  |  |  | 697988632790 | 69798863279 |  | https://www.milwaukeevalve.com/wp-content/uploads/ioms/HPButterflyIOM.pdf |  | 08/27/10
HP0722 | HP1LCS4211U 180 |  | HP1LCS | HP1LCS4211U | 18 | 7A | 18 | HIGH PERFORMANCE BFV,150 LUG,CS BODY,SS DISC,17-4 STM,RPTFE ST,PTFE STM PKGN,BARE STM OP,ASSMBLD USA | 35808.41 | 385 | 4.47 | 25 | 38.12 | 1 |  |  |  | 697988638549 | 69798863854 |  | https://www.milwaukeevalve.com/wp-content/uploads/ioms/HPButterflyIOM.pdf |  | 04/14/11
HP0722 | HP1LCS4211U 200 |  | HP1LCS | HP1LCS4211U | 20 | 7A | 20 | HIGH PERFORMANCE BFV,150 LUG,CS BODY,SS DISC,17-4 STM,RPTFE ST,PTFE STM PKGN,BARE STM OP,ASSMBLD USA | 45991.93 | 500 | 5 | 27.5 | 40.03 | 1 |  |  |  | 697988665163 | 69798866516 |  | https://www.milwaukeevalve.com/wp-content/uploads/ioms/HPButterflyIOM.pdf |  | 04/01/13
HP0722 | HP1LCS4211U 240 |  | HP1LCS | HP1LCS4211U | 24 | 7A | 24 | HIGH PERFORMANCE BFV,150 LUG,CS BODY,SS DISC,17-4 STM,RPTFE ST,PTFE STM PKGN,BARE STM OP,ASSMBLD USA | 63523.98 | 600 | 6.06 | 32 | 49.3 | 1 |  |  |  | 697988665835 | 69798866583 |  | https://www.milwaukeevalve.com/wp-content/uploads/ioms/HPButterflyIOM.pdf |  | 04/29/13
HP0722 | HP1LCS4212 025 |  | HP1LCS | HP1LCS4212 | 2 1/2 | 74 | 2.5 | HIGH PERFORMANCE BUTTERFLY,150 LUG,CARBON BODY,SS DISC,17­4 STEM,RPTFE SEAT,LEVER-LOCK OPERATOR | 2937.09 | 15.372 | 1.88 | 6.75 | 11.24 | 1 |  |  |  | 697988524811 | 69798852481 | https://www.milwaukeevalve.com/wp-content/uploads/spec-sheets/HPSeriesLug_2.5-8withLever.pdf | https://www.milwaukeevalve.com/wp-content/uploads/ioms/HPButterflyIOM.pdf |  | 05/11/04
HP0722 | HP1LCS4212 030 |  | HP1LCS | HP1LCS4212 | 3 | 74 | 3 | HIGH PERFORMANCE BUTTERFLY,150 LUG,CARBON BODY,SS DISC,17­4 STEM,RPTFE SEAT,LEVER-LOCK OPERATOR | 2937.09 | 17.208 | 1.88 | 7.25 | 11.24 | 1 |  |  |  | 697988525801 | 69798852580 | https://www.milwaukeevalve.com/wp-content/uploads/spec-sheets/HPSeriesLug_2.5-8withLever.pdf | https://www.milwaukeevalve.com/wp-content/uploads/ioms/HPButterflyIOM.pdf |  | 05/20/04
HP0722 | HP1LCS4212 040 |  | HP1LCS | HP1LCS4212 | 4 | 74 | 4 | HIGH PERFORMANCE BUTTERFLY,150 LUG,CARBON BODY,SS DISC,17­4 STEM,RPTFE SEAT,LEVER-LOCK OPERATOR | 3475.38 | 24.846 | 2.13 | 8.76 | 12.77 | 1 |  |  |  | 697988524835 | 69798852483 | https://www.milwaukeevalve.com/wp-content/uploads/spec-sheets/HPSeriesLug_2.5-8withLever.pdf | https://www.milwaukeevalve.com/wp-content/uploads/ioms/HPButterflyIOM.pdf |  | 05/11/04
HP0722 | HP1LCS4212 050 |  | HP1LCS | HP1LCS4212 | 5 | 74 | 5 | HIGH PERFORMANCE BUTTERFLY,150 LUG,CARBON BODY,SS DISC,17­4 STEM,RPTFE SEAT,LEVER-LOCK OPERATOR | 5302.67 | 36.614 | 2.13 | 10.75 | 18.7 | 1 |  |  |  | 697988526228 | 69798852622 | https://www.milwaukeevalve.com/wp-content/uploads/spec-sheets/HPSeriesLug_2.5-8withLever.pdf | https://www.milwaukeevalve.com/wp-content/uploads/ioms/HPButterflyIOM.pdf |  | 05/27/04
HP0722 | HP1LCS4212 060 |  | HP1LCS | HP1LCS4212 | 6 | 74 | 6 | HIGH PERFORMANCE BUTTERFLY,150 LUG,CARBON BODY,SS DISC,17­4 STEM,RPTFE SEAT,LEVER-LOCK OPERATOR | 5302.67 | 44 | 2.25 | 11 | 18.7 | 1 |  |  |  | 697988524507 | 69798852450 | https://www.milwaukeevalve.com/wp-content/uploads/spec-sheets/HPSeriesLug_2.5-8withLever.pdf | https://www.milwaukeevalve.com/wp-content/uploads/ioms/HPButterflyIOM.pdf |  | 05/10/04
HP0722 | HP1LCS4212 080 |  | HP1LCS | HP1LCS4212 | 8 | 74 | 8 | HIGH PERFORMANCE BUTTERFLY,150 LUG,CARBON BODY,SS DISC,17­4 STEM,RPTFE SEAT,LEVER-LOCK OPERATOR | 6771.27 | 64.106 | 2.63 | 13.25 | 19.27 | 1 |  |  |  | 697988524514 | 69798852451 | https://www.milwaukeevalve.com/wp-content/uploads/spec-sheets/HPSeriesLug_2.5-8withLever.pdf | https://www.milwaukeevalve.com/wp-content/uploads/ioms/HPButterflyIOM.pdf |  | 05/10/04
HP0722 | HP1LCS4212U 025 |  | HP1LCS | HP1LCS4212U | 2 1/2 | 7A | 2.5 | HIGH PERFORMANCE BUTTERFLY,150 LUG,CARBON BODY,SS DISC,17­4 STEM,RPTFE SEAT,LEVER-LK OPRTD,ASMBL USA | 3337.6 | 15.327 | 1.88 | 6.75 | 11.24 | 1 |  |  |  | 697988637450 | 69798863745 | https://www.milwaukeevalve.com/wp-content/uploads/spec-sheets/HPSeriesLug_2.5-8withLever.pdf | https://www.milwaukeevalve.com/wp-content/uploads/ioms/HPButterflyIOM.pdf |  | 03/01/11
HP0722 | HP1LCS4212U 030 |  | HP1LCS | HP1LCS4212U | 3 | 7A | 3 | HIGH PERFORMANCE BUTTERFLY,150 LUG,CARBON BODY,SS DISC,17­4 STEM,RPTFE SEAT,LEVER-LK OPRTD,ASMBL USA | 3337.6 | 18.16 | 1.88 | 7.25 | 11.24 | 1 |  |  |  | 697988631052 | 69798863105 | https://www.milwaukeevalve.com/wp-content/uploads/spec-sheets/HPSeriesLug_2.5-8withLever.pdf | https://www.milwaukeevalve.com/wp-content/uploads/ioms/HPButterflyIOM.pdf |  | 06/22/10
HP0722 | HP1LCS4212U 040 |  | HP1LCS | HP1LCS4212U | 4 | 7A | 4 | HIGH PERFORMANCE BUTTERFLY,150 LUG,CARBON BODY,SS DISC,17­4 STEM,RPTFE SEAT,LEVER-LK OPRTD,ASMBL USA | 3949.33 | 42.13 | 2.13 | 8.76 | 12.77 | 1 |  |  |  | 697988631069 | 69798863106 | https://www.milwaukeevalve.com/wp-content/uploads/spec-sheets/HPSeriesLug_2.5-8withLever.pdf | https://www.milwaukeevalve.com/wp-content/uploads/ioms/HPButterflyIOM.pdf |  | 06/22/10
HP0722 | HP1LCS4212U 050 |  | HP1LCS | HP1LCS4212U | 5 | 7A | 5 | HIGH PERFORMANCE BUTTERFLY,150 LUG,CARBON BODY,SS DISC,17­4 STEM,RPTFE SEAT,LEVER-LK OPRTD,ASMBL USA | 6025.78 | 38.56 | 2.13 | 10.75 | 18.7 | 1 |  |  |  | 697988631076 | 69798863107 | https://www.milwaukeevalve.com/wp-content/uploads/spec-sheets/HPSeriesLug_2.5-8withLever.pdf | https://www.milwaukeevalve.com/wp-content/uploads/ioms/HPButterflyIOM.pdf |  | 06/22/10
HP0722 | HP1LCS4212U 060 |  | HP1LCS | HP1LCS4212U | 6 | 7A | 6 | HIGH PERFORMANCE BUTTERFLY,150 LUG,CARBON BODY,SS DISC,17­4 STEM,RPTFE SEAT,LEVER-LK OPRTD,ASMBL USA | 6025.78 | 42.13 | 2.25 | 11 | 18.7 | 1 |  |  |  | 697988637443 | 69798863744 | https://www.milwaukeevalve.com/wp-content/uploads/spec-sheets/HPSeriesLug_2.5-8withLever.pdf | https://www.milwaukeevalve.com/wp-content/uploads/ioms/HPButterflyIOM.pdf |  | 03/01/11
HP0722 | HP1LCS4212U 080 |  | HP1LCS | HP1LCS4212U | 8 | 7A | 8 | HIGH PERFORMANCE BUTTERFLY,150 LUG,CARBON BODY,SS DISC,17­4 STEM,RPTFE SEAT,LEVER-LK OPRTD,ASMBL USA | 7694.6 | 64.106 | 2.63 | 13.25 | 19.27 | 1 |  |  |  | 697988630239 | 69798863023 | https://www.milwaukeevalve.com/wp-content/uploads/spec-sheets/HPSeriesLug_2.5-8withLever.pdf | https://www.milwaukeevalve.com/wp-content/uploads/ioms/HPButterflyIOM.pdf |  | 05/21/10
HP0722 | HP1LCS4213 025 |  | HP1LCS | HP1LCS4213 | 2 1/2 | 74 | 2.5 | HIGH PERFORMANCE BUTTERFLY,150 LUG,CARBON BODY,SS DISC,17­4 STEM,RPTFE SEAT,GEAR OPERATED | 3475.38 | 22.662 | 1.88 | 6.75 | 11.24 | 1 |  |  |  | 697988541863 | 69798854186 | https://www.milwaukeevalve.com/wp-content/uploads/spec-sheets/HPSeriesLug_2.5-8withGear.pdf | https://www.milwaukeevalve.com/wp-content/uploads/ioms/HPButterflyIOM.pdf |  | 12/27/04
HP0722 | HP1LCS4213 030 |  | HP1LCS | HP1LCS4213 | 3 | 74 | 3 | HIGH PERFORMANCE BUTTERFLY,150 LUG,CARBON BODY,SS DISC,17­4 STEM,RPTFE SEAT,GEAR OPERATED | 3475.38 | 24.318 | 1.88 | 7.25 | 11.24 | 1 |  |  |  | 697988543782 | 69798854378 | https://www.milwaukeevalve.com/wp-content/uploads/spec-sheets/HPSeriesLug_2.5-8withGear.pdf | https://www.milwaukeevalve.com/wp-content/uploads/ioms/HPButterflyIOM.pdf |  | 02/28/05
HP0722 | HP1LCS4213 040 |  | HP1LCS | HP1LCS4213 | 4 | 74 | 4 | HIGH PERFORMANCE BUTTERFLY,150 LUG,CARBON BODY,SS DISC,17­4 STEM,RPTFE SEAT,GEAR OPERATED | 4017.69 | 32.24 | 2.13 | 8.76 | 12.77 | 1 |  |  |  | 697988535664 | 69798853566 | https://www.milwaukeevalve.com/wp-content/uploads/spec-sheets/HPSeriesLug_2.5-8withGear.pdf | https://www.milwaukeevalve.com/wp-content/uploads/ioms/HPButterflyIOM.pdf |  | 08/10/04
HP0722 | HP1LCS4213 050 |  | HP1LCS | HP1LCS4213 | 5 | 74 | 5 | HIGH PERFORMANCE BUTTERFLY,150 LUG,CARBON BODY,SS DISC,17­4 STEM,RPTFE SEAT,GEAR OPERATED | 5815.74 | 59.74 | 2.13 | 10.75 | 18.7 | 1 |  |  |  | 697988578913 | 69798857891 | https://www.milwaukeevalve.com/wp-content/uploads/spec-sheets/HPSeriesLug_2.5-8withGear.pdf | https://www.milwaukeevalve.com/wp-content/uploads/ioms/HPButterflyIOM.pdf |  | 08/28/06
HP0722 | HP1LCS4213 060 |  | HP1LCS | HP1LCS4213 | 6 | 74 | 6 | HIGH PERFORMANCE BUTTERFLY,150 LUG,CARBON BODY,SS DISC,17­4 STEM,RPTFE SEAT,GEAR OPERATED | 5815.74 | 63 | 2.25 | 11 | 18.7 | 1 |  |  |  | 697988535671 | 69798853567 | https://www.milwaukeevalve.com/wp-content/uploads/spec-sheets/HPSeriesLug_2.5-8withGear.pdf | https://www.milwaukeevalve.com/wp-content/uploads/ioms/HPButterflyIOM.pdf |  | 08/10/04
HP0722 | HP1LCS4213 080 |  | HP1LCS | HP1LCS4213 | 8 | 74 | 8 | HIGH PERFORMANCE BUTTERFLY,150 LUG,CARBON BODY,SS DISC,17­4 STEM,RPTFE SEAT,GEAR OPERATED | 7234.32 | 98.46 | 2.63 | 13.25 | 19.27 | 1 |  |  |  | 697988535299 | 69798853529 | https://www.milwaukeevalve.com/wp-content/uploads/spec-sheets/HPSeriesLug_2.5-8withGear.pdf | https://www.milwaukeevalve.com/wp-content/uploads/ioms/HPButterflyIOM.pdf |  | 07/26/04
HP0722 | HP1LCS4213 100 |  | HP1LCS | HP1LCS4213 | 10 | 74 | 10 | HIGH PERFORMANCE BUTTERFLY,150 LUG,CARBON BODY,SS DISC,17­4 STEM,RPTFE SEAT,GEAR OPERATED | 11047.56 | 129 | 2.81 | 16 | 23.15 | 1 |  |  |  | 697988535688 | 69798853568 | https://www.milwaukeevalve.com/wp-content/uploads/spec-sheets/HPSeriesLug_10-24withGear.pdf | https://www.milwaukeevalve.com/wp-content/uploads/ioms/HPButterflyIOM.pdf |  | 08/10/04
HP0722 | HP1LCS4213 120 |  | HP1LCS | HP1LCS4213 | 12 | 74 | 12 | HIGH PERFORMANCE BUTTERFLY,150 LUG,CARBON BODY,SS DISC,17­4 STEM,RPTFE SEAT,GEAR OPERATED | 15177.89 | 188 | 3.19 | 19 | 30.4 | 1 |  |  |  | 697988535558 | 69798853555 | https://www.milwaukeevalve.com/wp-content/uploads/spec-sheets/HPSeriesLug_10-24withGear.pdf | https://www.milwaukeevalve.com/wp-content/uploads/ioms/HPButterflyIOM.pdf |  | 08/04/04
HP0722 | HP1LCS4213 140 |  | HP1LCS | HP1LCS4213 | 14 | 7L | 14 | HIGH PERFORMANCE BUTTERFLY,150 LUG,CARBON BODY,SS DISC,17­4 STEM,RPTFE SEAT,GEAR OPERATED | 19838 | 254 | 3.63 | 20.75 | 31.74 | 1 |  |  |  | 697988541788 | 69798854178 | https://www.milwaukeevalve.com/wp-content/uploads/spec-sheets/HPSeriesLug_10-24withGear.pdf | https://www.milwaukeevalve.com/wp-content/uploads/ioms/HPButterflyIOM.pdf |  | 12/21/04
HP0722 | HP1LCS4213 160 |  | HP1LCS | HP1LCS4213 | 16 | 7L | 16 | HIGH PERFORMANCE BUTTERFLY,150 LUG,CARBON BODY,SS DISC,17­4 STEM,RPTFE SEAT,GEAR OPERATED | 29079.12 | 370 | 4 | 23.25 | 35.96 | 1 |  |  |  | 697988546509 | 69798854650 | https://www.milwaukeevalve.com/wp-content/uploads/spec-sheets/HPSeriesLug_10-24withGear.pdf | https://www.milwaukeevalve.com/wp-content/uploads/ioms/HPButterflyIOM.pdf |  | 06/14/05
HP0722 | HP1LCS4213 180 |  | HP1LCS | HP1LCS4213 | 18 | 7L | 18 | HIGH PERFORMANCE BUTTERFLY,150 LUG,CARBON BODY,SS DISC,17­4 STEM,RPTFE SEAT,GEAR OPERATED | 33693.32 | 480 | 4.47 | 25 | 38.12 | 1 |  |  |  | 697988540279 | 69798854027 | https://www.milwaukeevalve.com/wp-content/uploads/spec-sheets/HPSeriesLug_10-24withGear.pdf | https://www.milwaukeevalve.com/wp-content/uploads/ioms/HPButterflyIOM.pdf |  | 11/01/04
HP0722 | HP1LCS4213 200 |  | HP1LCS | HP1LCS4213 | 20 | 7L | 20 | HIGH PERFORMANCE BUTTERFLY,150 LUG,CARBON BODY,SS DISC,17­4 STEM,RPTFE SEAT,GEAR OPERATED | 44015 | 717 | 5 | 27.5 | 40.03 | 1 |  |  |  | 697988586475 | 69798858647 | https://www.milwaukeevalve.com/wp-content/uploads/spec-sheets/HPSeriesLug_10-24withGear.pdf | https://www.milwaukeevalve.com/wp-content/uploads/ioms/HPButterflyIOM.pdf |  | 01/10/07
HP0722 | HP1LCS4213 240 |  | HP1LCS | HP1LCS4213 | 24 | 7L | 24 | HIGH PERFORMANCE BUTTERFLY,150 LUG,CARBON BODY,SS DISC,17­4 STEM,RPTFE SEAT,GEAR OPERATED | 63181.31 | 1022 | 6.06 | 32 | 49.3 | 1 |  |  |  | 697988570757 | 69798857075 | https://www.milwaukeevalve.com/wp-content/uploads/spec-sheets/HPSeriesLug_10-24withGear.pdf | https://www.milwaukeevalve.com/wp-content/uploads/ioms/HPButterflyIOM.pdf |  | 03/24/06
HP0722 | HP1LCS4213L 060 |  | HP1LCS | HP1LCS4213L | 6 | 74 | 6 | HIGH PERFORMANCE BUTTERFLY,150 LUG,CARBON BODY,SS DISC,17­4 STEM,RPTFE SEAT,GEAR OPERATED,LOCKING | 6055.45 | 53.8 | 2.25 | 11 | 18.7 | 1 |  |  |  | 697988589803 | 69798858980 | https://www.milwaukeevalve.com/wp-content/uploads/spec-sheets/HPSeriesLug_2.5-8withGear.pdf | https://www.milwaukeevalve.com/wp-content/uploads/ioms/HPButterflyIOM.pdf |  | 06/01/07
HP0722 | HP1LCS4213L 120 |  | HP1LCS | HP1LCS4213L | 12 | 74 | 12 | HIGH PERFORMANCE BUTTERFLY,150 LUG,CARBON BODY,SS DISC,17­4 STEM,RPTFE SEAT,GEAR OPERATED,LOCKING | 15371.06 | 188 | 3.19 | 19 | 30.4 | 1 |  |  |  | 697988589797 | 69798858979 | https://www.milwaukeevalve.com/wp-content/uploads/spec-sheets/HPSeriesLug_10-24withGear.pdf | https://www.milwaukeevalve.com/wp-content/uploads/ioms/HPButterflyIOM.pdf |  | 06/01/07
HP0722 | HP1LCS4213L 140 |  | HP1LCS | HP1LCS4213L | 14 | 7L | 14 | HIGH PERFORMANCE BUTTERFLY,150 LUG,CARBON BODY,SS DISC,17­4 STEM,RPTFE SEAT,GEAR OPERATED,LOCKING | 20173.52 | 254 | 3.63 | 20.75 | 31.74 | 1 |  |  |  | 697988544703 | 69798854470 | https://www.milwaukeevalve.com/wp-content/uploads/spec-sheets/HPSeriesLug_10-24withGear.pdf | https://www.milwaukeevalve.com/wp-content/uploads/ioms/HPButterflyIOM.pdf |  | 04/04/05
HP0722 | HP1LCS4213L 180 |  | HP1LCS | HP1LCS4213L | 18 | 7L | 18 | HIGH PERFORMANCE BUTTERFLY,150 LUG,CARBON BODY,SS DISC,17­4 STEM,RPTFE SEAT,GEAR OPERATED,LOCKING | 34028.8 | 480 | 4.47 | 25 | 38.12 | 1 |  |  |  | 697988544710 | 69798854471 | https://www.milwaukeevalve.com/wp-content/uploads/spec-sheets/HPSeriesLug_10-24withGear.pdf | https://www.milwaukeevalve.com/wp-content/uploads/ioms/HPButterflyIOM.pdf |  | 04/04/05
HP0722 | HP1LCS4213L 240 |  | HP1LCS | HP1LCS4213L | 24 | 7L | 24 | HIGH PERFORMANCE BUTTERFLY,150 LUG,CARBON BODY,SS DISC,17­4 STEM,RPTFE SEAT,GEAR OPERATED,LOCKING | 63516.79 | 1022 | 6.06 | 32 | 49.3 | 1 |  |  |  | 697988589780 | 69798858978 | https://www.milwaukeevalve.com/wp-content/uploads/spec-sheets/HPSeriesLug_10-24withGear.pdf | https://www.milwaukeevalve.com/wp-content/uploads/ioms/HPButterflyIOM.pdf |  | 06/01/07
HP0722 | HP1LCS4213S 060 |  | HP1LCS4213S | HP1LCS4213S | 6 | 74 | 6 | HIGH PERFORMANCE BUTTERFLY,150 LUG,CARBON BODY,SS DISC,17­4 STEM,RPTFE SEAT,GEAR OP,SS RETAINER | 7030.32 | 62 | 15.52 | 6 | 7.69 | 1 |  |  |  | 697988663640 | 69798866364 | https://www.milwaukeevalve.com/wp-content/uploads/spec-sheets/HPSeriesLug_2.5-8withGear.pdf | https://www.milwaukeevalve.com/wp-content/uploads/ioms/HPButterflyIOM.pdf |  | 12/20/12
HP0722 | HP1LCS4213S 080 |  | HP1LCS | HP1LCS4213S | 8 | 74 | 8 | HIGH PERFORMANCE BUTTERFLY,150 LUG,CARBON BODY,SS DISC,17­4 STEM,RPTFE SEAT,GEAR OP,SS RETAINER | 8949.1 | 93 | 8 | 3.36 | 19.22 | 1 |  |  |  | 697988662612 | 69798866261 | https://www.milwaukeevalve.com/wp-content/uploads/spec-sheets/HPSeriesLug_2.5-8withGear.pdf | https://www.milwaukeevalve.com/wp-content/uploads/ioms/HPButterflyIOM.pdf |  | 11/15/12
HP0722 | HP1LCS4213S 100 |  | HP1LCS | HP1LCS4213S | 10 | 74 | 10 | HP BFY,150# LUG,CS BODY,316SS DISC,17­4 STEM,RPTFE SEAT GEAR OPERATOR, SS SEAT RETAINER | 13088.76 | 129 | 10 | 3.36 | 20.75 | 1 |  |  |  | 697988604926 | 69798860492 | https://www.milwaukeevalve.com/wp-content/uploads/spec-sheets/HPSeriesLug_2.5-8withGear.pdf | https://www.milwaukeevalve.com/wp-content/uploads/ioms/HPButterflyIOM.pdf |  | 11/25/08
HP0722 | HP1LCS4213S 120 |  | HP1LCS | HP1LCS4213S | 12 | 74 | 12 | HP BFY,150# LUG,CS BODY,316SS DISC,17­4 STEM,RPTFE SEAT GEAR OPERATOR, SS SEAT RETAINER | 18630.78 | 188 | 12 | 3.88 | 21.72 | 1 |  |  |  | 697988662636 | 69798866263 | https://www.milwaukeevalve.com/wp-content/uploads/spec-sheets/HPSeriesLug_10-24withGear.pdf | https://www.milwaukeevalve.com/wp-content/uploads/ioms/HPButterflyIOM.pdf |  | 11/15/12
HP0722 | HP1LCS4213S 140 |  | HP1LCS | HP1LCS4213S | 14 | 7L | 14 | HIGH PERFORMANCE BUTTERFLY,150 LUG,CARBON BODY,SS DISC,17­4 STEM,RPTFE SEAT,GEAR OP,SS RETAINER | 23670.33 | 254 | 14 | 4.5 | 23.09 | 1 |  |  |  | 697988627505 | 69798862750 | https://www.milwaukeevalve.com/wp-content/uploads/spec-sheets/HPSeriesLug_10-24withGear.pdf | https://www.milwaukeevalve.com/wp-content/uploads/ioms/HPButterflyIOM.pdf |  | 02/17/10
HP0722 | HP1LCS4213S 180 |  | HP1LCS | HP1LCS4213S | 18 | 7L | 18 | HIGH PERFORMANCE BUTTERFLY,150 LUG,CARBON BODY,SS DISC,17­4 STEM,RPTFE SEAT,GEAR OP,SS RETAINER | 40482.52 | 480 | 18 | 5.75 | 29.09 | 1 |  |  |  | 697988621503 | 69798862150 | https://www.milwaukeevalve.com/wp-content/uploads/spec-sheets/HPSeriesLug_10-24withGear.pdf | https://www.milwaukeevalve.com/wp-content/uploads/ioms/HPButterflyIOM.pdf |  | 11/13/09
HP0722 | HP1LCS4213S 200 |  | HP1LCS | HP1LCS4213S | 20 | 7L | 20 | HIGH PERFORMANCE BUTTERFLY,150 LUG,CARBON BODY,SS DISC,17­4 STEM,RPTFE SEAT,GEAR OP,SS RETAINER | 52762.72 | 717 | 20 | 6 | 32.5 | 1 |  |  |  | 697988621510 | 69798862151 | https://www.milwaukeevalve.com/wp-content/uploads/spec-sheets/HPSeriesLug_10-24withGear.pdf | https://www.milwaukeevalve.com/wp-content/uploads/ioms/HPButterflyIOM.pdf |  | 11/13/09
HP0722 | HP1LCS4213S 240 |  | HP1LCS | HP1LCS4213S | 24 | 7L | 24 | HIGH PERFORMANCE BUTTERFLY,150 LUG,CARBON BODY,SS DISC,17­4 STEM,RPTFE SEAT,GEAR OP,SS RETAINER | 73616.29 | 1022 | 24 | 6 | 37.8 | 1 |  |  |  | 697988621527 | 69798862152 | https://www.milwaukeevalve.com/wp-content/uploads/spec-sheets/HPSeriesLug_10-24withGear.pdf | https://www.milwaukeevalve.com/wp-content/uploads/ioms/HPButterflyIOM.pdf |  | 11/13/09
HP0722 | HP1LCS4213U 025 |  | HP1LCS | HP1LCS4213U | 2 1/2 | 7A | 2.5 | HIGH PERFORMANCE BUTTERFLY,150 LUG,CARBON BODY,SS DISC,17­4 STEM,RPTFE SEAT,GEAR OPERATED,ASMBL USA | 3949.33 | 22 | 1.88 | 6.75 | 11.24 | 0 |  |  |  | 697988729018 | 69798872901 | https://www.milwaukeevalve.com/wp-content/uploads/spec-sheets/HPSeriesWafer_3-8withGear.pdf | https://www.milwaukeevalve.com/wp-content/uploads/ioms/HPButterflyIOM.pdf |  | 08/09/19
HP0722 | HP1LCS4213U 030 |  | HP1LCS | HP1LCS4213U | 3 | 7A | 3 | HIGH PERFORMANCE BUTTERFLY,150 LUG,CARBON BODY,SS DISC,17­4 STEM,RPTFE SEAT,GEAR OPERATED,ASMBD USA | 3949.33 | 24.318 | 1.88 | 7.25 | 11.24 | 1 |  |  |  | 697988695450 | 69798869545 | https://www.milwaukeevalve.com/wp-content/uploads/spec-sheets/HPSeriesLug_2.5-8withGear.pdf | https://www.milwaukeevalve.com/wp-content/uploads/ioms/HPButterflyIOM.pdf |  | 10/15/15
HP0722 | HP1LCS4213U 040 |  | HP1LCS | HP1LCS4213U | 4 | 7A | 4 | HIGH PERFORMANCE BUTTERFLY,150 LUG,CARBON BODY,SS DISC,17­4 STEM,RPTFE SEAT,GEAR OP,ASSEMBLED USA | 4565.55 | 32.24 | 2.13 | 8.76 | 12.77 | 1 |  |  |  | 697988639898 | 69798863989 | https://www.milwaukeevalve.com/wp-content/uploads/spec-sheets/HPSeriesLug_2.5-8withGear.pdf | https://www.milwaukeevalve.com/wp-content/uploads/ioms/HPButterflyIOM.pdf |  | 06/03/11
HP0722 | HP1LCS4213U 050 |  | HP1LCS | HP1LCS4213U | 5 | 7A | 5 | HIGH PERFORMANCE BUTTERFLY,150 LUG,CARBON BODY,SS DISC,17­4 STEM,RPTFE SEAT,GEAR OPERATED,ASMBL USA | 6608.82 | 57.2 | 2.13 | 10.75 | 18.7 | 1 |  |  |  | 697988695467 | 69798869546 | https://www.milwaukeevalve.com/wp-content/uploads/spec-sheets/HPSeriesLug_2.5-8withGear.pdf | https://www.milwaukeevalve.com/wp-content/uploads/ioms/HPButterflyIOM.pdf |  | 10/15/15
HP0722 | HP1LCS4213U 060 |  | HP1LCS | HP1LCS4213U | 6 | 7A | 6 | HIGH PERFORMANCE BUTTERFLY,150 LUG,CARBON BODY,SS DISC,17­4 STEM,RPTFE SEAT,GEAR OP,ASSEMBLED USA | 6608.82 | 64.3 | 2.25 | 11 | 18.7 | 1 |  |  |  | 697988630253 | 69798863025 | https://www.milwaukeevalve.com/wp-content/uploads/spec-sheets/HPSeriesLug_2.5-8withGear.pdf | https://www.milwaukeevalve.com/wp-content/uploads/ioms/HPButterflyIOM.pdf |  | 05/21/10
HP0722 | HP1LCS4213U 080 |  | HP1LCS | HP1LCS4213U | 8 | 7A | 8 | HIGH PERFORMANCE BUTTERFLY,150 LUG,CARBON BODY,SS DISC,17­4 STEM,RPTFE SEAT,GEAR OP,ASSEMBLED USA | 8220.81 | 80 | 2.63 | 13.25 | 19.27 | 1 |  |  |  | 697988630277 | 69798863027 | https://www.milwaukeevalve.com/wp-content/uploads/spec-sheets/HPSeriesLug_2.5-8withGear.pdf | https://www.milwaukeevalve.com/wp-content/uploads/ioms/HPButterflyIOM.pdf |  | 05/21/10
HP0722 | HP1LCS4213U 100 |  | HP1LCS | HP1LCS4213U | 10 | 7A | 10 | HIGH PERFORMANCE BUTTERFLY,150 LUG,CARBON BODY,SS DISC,17­4 STEM,RPTFE SEAT,GEAR OP,ASSEMBLED USA | 12554.04 | 118 | 2.81 | 16 | 23.15 | 1 |  |  |  | 697988639317 | 69798863931 | https://www.milwaukeevalve.com/wp-content/uploads/spec-sheets/HPSeriesLug_10-24withGear.pdf | https://www.milwaukeevalve.com/wp-content/uploads/ioms/HPButterflyIOM.pdf |  | 05/25/11
HP0722 | HP1LCS4213U 120 |  | HP1LCS | HP1LCS4213U | 12 | 7A | 12 | HIGH PERFORMANCE BUTTERFLY,150 LUG,CARBON BODY,SS DISC,17­4 STEM,RPTFE SEAT,GEAR OP,ASSEMBLED USA | 17247.57 | 188 | 3.63 | 19 | 30.4 | 1 |  |  |  | 697988630222 | 69798863022 | https://www.milwaukeevalve.com/wp-content/uploads/spec-sheets/HPSeriesLug_10-24withGear.pdf | https://www.milwaukeevalve.com/wp-content/uploads/ioms/HPButterflyIOM.pdf |  | 05/21/10
HP0722 | HP1LCS4213U 140 |  | HP1LCS | HP1LCS4213U | 14 | 7A | 14 | HIGH PERFORMANCE BUTTERFLY,150 LUG,CARBON BODY,SS DISC,17­4 STEM,RPTFE SEAT,GEAR OP,ASSEMBLED USA | 22543.2 | 254 | 3.63 | 20.75 | 31.74 | 1 |  |  |  | 697988639324 | 69798863932 | https://www.milwaukeevalve.com/wp-content/uploads/spec-sheets/HPSeriesLug_10-24withGear.pdf | https://www.milwaukeevalve.com/wp-content/uploads/ioms/HPButterflyIOM.pdf |  | 05/25/11
HP0722 | HP1LCS4213U 160 |  | HP1LCS | HP1LCS4213U | 16 | 7A | 16 | HIGH PERFORMANCE BUTTERFLY,150 LUG,CARBON BODY,SS DISC,17­4 STEM,RPTFE SEAT,GEAR OP,ASSEMBLED USA | 33044.44 | 370 | 4 | 23.25 | 35.96 | 1 |  |  |  | 697988632578 | 69798863257 | https://www.milwaukeevalve.com/wp-content/uploads/spec-sheets/HPSeriesLug_10-24withGear.pdf | https://www.milwaukeevalve.com/wp-content/uploads/ioms/HPButterflyIOM.pdf |  | 08/17/10
HP0722 | HP1LCS4213U 180 |  | HP1LCS | HP1LCS4213U | 18 | 7A | 18 | HIGH PERFORMANCE BUTTERFLY,150 LUG,CARBON BODY,SS DISC,17­4 STEM,RPTFE SEAT,GEAR OP,ASSEMBLED USA | 38287.89 | 480 | 4.47 | 25 | 38.12 | 1 |  |  |  | 697988638556 | 69798863855 | https://www.milwaukeevalve.com/wp-content/uploads/spec-sheets/HPSeriesLug_10-24withGear.pdf | https://www.milwaukeevalve.com/wp-content/uploads/ioms/HPButterflyIOM.pdf |  | 04/14/11
HP0722 | HP1LCS4213U 200 |  | HP1LCS | HP1LCS4213U | 20 | 7A | 20 | HIGH PERFORMANCE BUTTERFLY,150 LUG,CARBON BODY,SS DISC,17­4 STEM,RPTFE SEAT,GEAR OP,ASSEMBLED USA | 50017.02 | 480 | 5 | 27.5 | 40.03 | 1 |  |  |  | 697988665156 | 69798866515 | https://www.milwaukeevalve.com/wp-content/uploads/spec-sheets/HPSeriesLug_10-24withGear.pdf | https://www.milwaukeevalve.com/wp-content/uploads/ioms/HPButterflyIOM.pdf |  | 03/29/13
HP0722 | HP1LCS4213U 240 |  | HP1LCS | HP1LCS4213U | 24 | 7A | 24 | HIGH PERFORMANCE BUTTERFLY,150 LUG,CARBON BODY,SS DISC,17­4 STEM,RPTFE SEAT,GEAR OP,ASSEMBLED USA | 71796.94 | 1022 | 6.06 | 32 | 49.3 | 1 |  |  |  | 697988665842 | 69798866584 | https://www.milwaukeevalve.com/wp-content/uploads/spec-sheets/HPSeriesLug_10-24withGear.pdf | https://www.milwaukeevalve.com/wp-content/uploads/ioms/HPButterflyIOM.pdf |  | 04/29/13
HP0722 | HP1LCS42G1 030 |  | HP1LCS | HP1LCS42G1 | 3 | 74 | 3 | HIGH PERFORMANCE BUTTERFLY,150 LUG,CS BODY,SS DISC,17-4 STEM,RPTFE SEAT,GRAPHITE STEM PKGN,BARE STEM | 2803.36 | 16.3 | 1.88 | 7.25 | 11.24 | 1 |  |  |  | 697988659575 | 69798865957 | https://www.milwaukeevalve.com/wp-content/uploads/spec-sheets/HPSeriesLug_2.5-8withLever.pdf | https://www.milwaukeevalve.com/wp-content/uploads/ioms/HPButterflyIOM.pdf |  | 10/15/12
HP0722 | HP1LCS42G1 040 |  | HP1LCS | HP1LCS42G1 | 4 | 74 | 4 | HIGH PERFORMANCE BUTTERFLY,150 LUG,CS BODY,SS DISC,17-4 STEM,RPTFE SEAT,GRAPHITE STEM PKGN,BARE STEM | 3315.04 | 24 | 2.13 | 8.76 | 12.77 | 1 |  |  |  | 697988659582 | 69798865958 | https://www.milwaukeevalve.com/wp-content/uploads/spec-sheets/HPSeriesLug_2.5-8withLever.pdf | https://www.milwaukeevalve.com/wp-content/uploads/ioms/HPButterflyIOM.pdf |  | 10/15/12
HP0722 | HP1LCS42G1 060 |  | HP1LCS | HP1LCS42G1 | 6 | 74 | 6 | HIGH PERFORMANCE BUTTERFLY,150 LUG,CS BODY,SS DISC,17-4 STEM,RPTFE SEAT,GRAPHITE STEM PKGN,BARE STEM | 5167.32 | 39 | 2.25 | 11 | 18.7 | 1 |  |  |  | 697988662919 | 69798866291 | https://www.milwaukeevalve.com/wp-content/uploads/spec-sheets/HPSeriesLug_2.5-8withLever.pdf | https://www.milwaukeevalve.com/wp-content/uploads/ioms/HPButterflyIOM.pdf |  | 11/30/12
HP0722 | HP1LCS42G1 080 |  | HP1LCS | HP1LCS42G1 | 8 | 74 | 8 | HIGH PERFORMANCE BUTTERFLY,150 LUG,CS BODY,SS DISC,17-4 STEM,RPTFE SEAT,GRAPHITE STEM PKGN,BARE STEM | 6541.18 | 50 | 2.63 | 13.25 | 19.27 | 1 |  |  |  | 697988670525 | 69798867052 | https://www.milwaukeevalve.com/wp-content/uploads/spec-sheets/HPSeriesLug_2.5-8withLever.pdf | https://www.milwaukeevalve.com/wp-content/uploads/ioms/HPButterflyIOM.pdf |  | 09/23/13
HP0722 | HP1LCS42G1 100 |  | HP1LCS | HP1LCS42G1 | 10 | 74 | 10 | HIGH PERFORMANCE BUTTERFLY,150 LUG,CS BODY,SS DISC,17-4 STEM,RPTFE SEAT,GRAPHITE STEM PKGN,BARE STEM | 10369.26 | 97 | 2.81 | 16 | 23.15 | 1 |  |  |  | 697988670518 | 69798867051 | https://www.milwaukeevalve.com/wp-content/uploads/spec-sheets/HPSeriesLug_10-24withGear.pdf | https://www.milwaukeevalve.com/wp-content/uploads/ioms/HPButterflyIOM.pdf |  | 09/23/13
HP0722 | HP1LCS42G2 030 |  | HP1LCS | HP1LCS42G2 | 3 | 74 | 3 | HIGH PERFORMANCE BUTTERFLY,150 LUG,CS BODY,SS DISC,17-4 STEM,RPTFE SEAT,GRAPHITE STEM PKGN,LVR-LOCK | 2995.22 | 17.264 | 1.88 | 7.25 | 11.24 | 1 |  |  |  | 697988659599 | 69798865959 | https://www.milwaukeevalve.com/wp-content/uploads/spec-sheets/HPSeriesLug_2.5-8withLever.pdf | https://www.milwaukeevalve.com/wp-content/uploads/ioms/HPButterflyIOM.pdf |  | 10/15/12
HP0722 | HP1LCS42G2 040 |  | HP1LCS | HP1LCS42G2 | 4 | 74 | 4 | HIGH PERFORMANCE BUTTERFLY,150 LUG,CS BODY,SS DISC,17-4 STEM,RPTFE SEAT,GRAPHITE STEM PKGN,LVR-LOCK | 3544.63 | 24.952 | 2.13 | 8.76 | 12.77 | 1 |  |  |  | 697988659605 | 69798865960 | https://www.milwaukeevalve.com/wp-content/uploads/spec-sheets/HPSeriesLug_2.5-8withLever.pdf | https://www.milwaukeevalve.com/wp-content/uploads/ioms/HPButterflyIOM.pdf |  | 10/15/12
HP0722 | HP1LCS42G2 060 |  | HP1LCS | HP1LCS42G2 | 6 | 74 | 6 | HIGH PERFORMANCE BUTTERFLY,150 LUG,CS BODY,SS DISC,17-4 STEM,RPTFE SEAT,GRAPHITE STEM PKGN,LVR-LOCK | 5405.11 | 42.13 | 2.25 | 11 | 18.7 | 1 |  |  |  | 697988662902 | 69798866290 | https://www.milwaukeevalve.com/wp-content/uploads/spec-sheets/HPSeriesLug_2.5-8withLever.pdf | https://www.milwaukeevalve.com/wp-content/uploads/ioms/HPButterflyIOM.pdf |  | 11/30/12
HP0722 | HP1LCS42G3 060 |  | HP1LCS | HP1LCS42G3 | 6 | 74 | 6 | HIGH PERFORMANCE BUTTERFLY,150 LUG,CARBON BODY,SS DISC,17­4 STEM,GRAPHITE STEM PKGN,GEAR OPERATED | 5918.24 | 63 | 2.25 | 11 | 18.7 | 1 |  |  |  | 697988699830 | 69798869983 | https://www.milwaukeevalve.com/wp-content/uploads/spec-sheets/HPSeriesLug_2.5-8withGear.pdf | https://www.milwaukeevalve.com/wp-content/uploads/ioms/HPButterflyIOM.pdf |  | 06/16/16
HP0722 | HP1LCS42G3 080 |  | HP1LCS | HP1LCS42G3 | 8 | 74 | 8 | HIGH PERFORMANCE BUTTERFLY,150 LUG,CS BODY,SS DISC,17-4 STEM,RPTFE SEAT,GRAPHITE STEM PKGN,GEAR OP | 7350.61 | 93 | 2.63 | 13.25 | 19.27 | 1 |  |  |  | 697988670532 | 69798867053 | https://www.milwaukeevalve.com/wp-content/uploads/spec-sheets/HPSeriesLug_2.5-8withGear.pdf | https://www.milwaukeevalve.com/wp-content/uploads/ioms/HPButterflyIOM.pdf |  | 09/23/13
HP0722 | HP1LCS42G3 100 |  | HP1LCS | HP1LCS42G3 | 10 | 74 | 10 | HIGH PERFORMANCE BUTTERFLY,150 LUG,CS BODY,SS DISC,17-4 STEM,RPTFE SEAT,GRAPHITE STEM PKGN,GEAR OP | 11282.87 | 93 | 2.81 | 16 | 23.15 | 1 |  |  |  | 697988670549 | 69798867054 | https://www.milwaukeevalve.com/wp-content/uploads/spec-sheets/HPSeriesLug_10-24withGear.pdf | https://www.milwaukeevalve.com/wp-content/uploads/ioms/HPButterflyIOM.pdf |  | 09/23/13
HP0722 | HP1LCS5111 030 |  | HP1LCS | HP1LCS5111 | 3 | 74 | 3 | HIGH PERFORMANCE BUTTERFLY,150 LUG,CS BODY,SS DISC,316 SS STEM,PTFE SEAT,PTFE STEM PKNG,BARE STEM | 2974.07 | 25 | 1.88 | 7.25 | 11.24 | 1 | 11.9 | 6.4 | 4.5 | 697988616066 | 69798861606 | https://www.milwaukeevalve.com/wp-content/uploads/spec-sheets/HPSeriesLug_2.5-8withLever.pdf | https://www.milwaukeevalve.com/wp-content/uploads/ioms/HPButterflyIOM.pdf |  | 07/09/09
HP0722 | HP1LCS5111 040 |  | HP1LCS | HP1LCS5111 | 4 | 74 | 4 | HIGH PERFORMANCE BUTTERFLY,150 LUG,CS BODY,SS DISC,316 SS STEM,PTFE SEAT,PTFE STEM PKNG,BARE STEM | 3532.57 | 16.2 | 2.13 | 8.76 | 12.77 | 1 | 12.9 | 9 | 4.5 | 697988616080 | 69798861608 | https://www.milwaukeevalve.com/wp-content/uploads/spec-sheets/HPSeriesLug_2.5-8withLever.pdf | https://www.milwaukeevalve.com/wp-content/uploads/ioms/HPButterflyIOM.pdf |  | 07/09/09
HP0722 | HP1LCS5111 060 |  | HP1LCS | HP1LCS5111 | 6 | 74 | 6 | HIGH PERFORMANCE BUTTERFLY,150 LUG,CS BODY,SS DISC,316 SS STEM,PTFE SEAT,PTFE STEM PKNG,BARE STEM | 5519.32 | 41.1 | 2.25 | 11 | 18.7 | 1 | 15.1 | 11.1 | 4.5 | 697988616745 | 69798861674 | https://www.milwaukeevalve.com/wp-content/uploads/spec-sheets/HPSeriesLug_2.5-8withLever.pdf | https://www.milwaukeevalve.com/wp-content/uploads/ioms/HPButterflyIOM.pdf |  | 07/31/09
HP0722 | HP1LCS5111 080 |  | HP1LCS | HP1LCS5111 | 8 | 74 | 8 | HIGH PERFORMANCE BUTTERFLY,150 LUG,CS BODY,SS DISC,316 SS STEM,PTFE SEAT,PTFE STEM PKNG,BARE STEM | 7051.23 | 93 | 2.63 | 13.25 | 19.27 | 1 | 19.7 | 15 | 7.5 | 697988616097 | 69798861609 | https://www.milwaukeevalve.com/wp-content/uploads/spec-sheets/HPSeriesLug_2.5-8withLever.pdf | https://www.milwaukeevalve.com/wp-content/uploads/ioms/HPButterflyIOM.pdf |  | 07/09/09
HP0722 | HP1LCS5111 100 |  | HP1LCS | HP1LCS5111 | 10 | 74 | 10 | HIGH PERFORMANCE BUTTERFLY,150 LUG,CS BODY,SS DISC,316 SS STEM,PTFE SEAT,PTFE STEM PKNG,BARE STEM | 10853.16 | 129 | 2.81 | 16 | 23.15 | 1 | 22.4 | 17.1 | 7.5 | 697988616103 | 69798861610 | https://www.milwaukeevalve.com/wp-content/uploads/spec-sheets/HPSeriesLug_10-24withGear.pdf | https://www.milwaukeevalve.com/wp-content/uploads/ioms/HPButterflyIOM.pdf |  | 07/09/09
HP0722 | HP1LCS5111 120 |  | HP1LCS | HP1LCS5111 | 12 | 74 | 12 | HIGH PERFORMANCE BUTTERFLY,150 LUG,CS BODY,SS DISC,316 SS STEM,PTFE SEAT,PTFE STEM PKNG,BARE STEM | 14166.54 | 188 | 3.19 | 19 | 30.4 | 1 | 25.4 | 19.7 | 7.5 | 697988616110 | 69798861611 | https://www.milwaukeevalve.com/wp-content/uploads/spec-sheets/HPSeriesLug_10-24withGear.pdf | https://www.milwaukeevalve.com/wp-content/uploads/ioms/HPButterflyIOM.pdf |  | 07/09/09
HP0722 | HP1LCS5112 030 |  | HP1LCS | HP1LCS5112 | 3 | 74 | 3 | HIGH PERFORMANCE BUTTERFLY,150 LUG,CS BODY,SS DISC,316 SS STEM,PTFE SEAT,PTFE STEM PKNG,LVR-LOCK OP | 3165.9 | 19.5 | 1.88 | 7.25 | 11.24 | 1 |  |  |  | 697988616073 | 69798861607 | https://www.milwaukeevalve.com/wp-content/uploads/spec-sheets/HPSeriesLug_2.5-8withLever.pdf | https://www.milwaukeevalve.com/wp-content/uploads/ioms/HPButterflyIOM.pdf |  | 07/09/09
HP0722 | HP1LCS5112 040 |  | HP1LCS | HP1LCS5112 | 4 | 74 | 4 | HIGH PERFORMANCE BUTTERFLY,150 LUG,CS BODY,SS DISC,316 SS STEM,PTFE SEAT,PTFE STM PKGN,LEVER-LOCK OP | 3762.14 | 24.85 | 2.13 | 8.76 | 12.77 | 1 |  |  |  | 697988692886 | 69798869288 | https://www.milwaukeevalve.com/wp-content/uploads/spec-sheets/HPSeriesLug_2.5-8withLever.pdf | https://www.milwaukeevalve.com/wp-content/uploads/ioms/HPButterflyIOM.pdf |  | 05/06/15
HP0722 | HP1LCS5113 040 |  | HP1LCS | HP1LCS5113 | 4 | 74 | 4 | HIGH PERFORMANCE BUTTERFLY,150 LUG,CS BODY,SS DISC,316 SS STEM,PTFE SEAT,PTFE STEM PKNG,GEAR OP | 4304.4 | 30.45 | 2.13 | 8.76 | 12.77 | 1 |  |  |  | 697988616127 | 69798861612 | https://www.milwaukeevalve.com/wp-content/uploads/spec-sheets/HPSeriesLug_2.5-8withGear.pdf | https://www.milwaukeevalve.com/wp-content/uploads/ioms/HPButterflyIOM.pdf |  | 07/09/09
HP0722 | HP1LCS5113 060 |  | HP1LCS | HP1LCS5113 | 6 | 74 | 6 | HIGH PERFORMANCE BUTTERFLY,150 LUG,CS BODY,SS DISC,316 SS STEM,PTFE SEAT,PTFE STEM PKNG,GEAR OP | 6270.19 | 63 | 2.25 | 11 | 18.7 | 1 |  |  |  | 697988616677 | 69798861667 | https://www.milwaukeevalve.com/wp-content/uploads/spec-sheets/HPSeriesLug_2.5-8withGear.pdf | https://www.milwaukeevalve.com/wp-content/uploads/ioms/HPButterflyIOM.pdf |  | 07/29/09
HP0722 | HP1LCS5113 080 |  | HP1LCS | HP1LCS5113 | 8 | 74 | 8 | HIGH PERFORMANCE BUTTERFLY,150 LUG,CS BODY,SS DISC,316 SS STEM,PTFE SEAT,PTFE STEM PKNG,GEAR OP | 7860.63 | 93 | 2.63 | 13.25 | 19.27 | 1 |  |  |  | 697988616134 | 69798861613 | https://www.milwaukeevalve.com/wp-content/uploads/spec-sheets/HPSeriesLug_2.5-8withGear.pdf | https://www.milwaukeevalve.com/wp-content/uploads/ioms/HPButterflyIOM.pdf |  | 07/09/09
HP0722 | HP1LCS5113 100 |  | HP1LCS | HP1LCS5113 | 10 | 74 | 10 | HIGH PERFORMANCE BUTTERFLY,150 LUG,CS BODY,SS DISC,316 SS STEM,PTFE SEAT,PTFE STEM PKNG,GEAR OP | 11766.8 | 129 | 2.81 | 16 | 23.15 | 1 |  |  |  | 697988616141 | 69798861614 | https://www.milwaukeevalve.com/wp-content/uploads/spec-sheets/HPSeriesLug_10-24withGear.pdf | https://www.milwaukeevalve.com/wp-content/uploads/ioms/HPButterflyIOM.pdf |  | 07/09/09
HP0722 | HP1LCS5113 120 |  | HP1LCS | HP1LCS5113 | 12 | 74 | 12 | HIGH PERFORMANCE BUTTERFLY,150 LUG,CS BODY,SS DISC,316 SS STEM,PTFE SEAT,PTFE STEM PKNG,GEAR OP | 16094.13 | 188 | 3.19 | 19 | 30.4 | 1 |  |  |  | 697988616158 | 69798861615 | https://www.milwaukeevalve.com/wp-content/uploads/spec-sheets/HPSeriesLug_10-24withGear.pdf | https://www.milwaukeevalve.com/wp-content/uploads/ioms/HPButterflyIOM.pdf |  | 07/09/09
HP0722 | HP1LCS5211 060 |  | HP1LCS | HP1LCS5211 | 6 | 74 | 6 | HIGH PERFORMANCE BUTTERFLY,150 LUG,CS BODY,SS DISC,316 SS STEM,RPTFE SEAT,PTFE STEM PKNG,BARE STEM | 5255.22 | 41.1 | 2.25 | 11 | 18.7 | 1 | 15.1 | 11.1 | 4.5 | 697988559929 | 69798855992 | https://www.milwaukeevalve.com/wp-content/uploads/spec-sheets/HPSeriesLug_2.5-8withLever.pdf | https://www.milwaukeevalve.com/wp-content/uploads/ioms/HPButterflyIOM.pdf |  | 11/08/05
HP0722 | HP1LCS5211 080 |  | HP1LCS | HP1LCS5211 | 8 | 74 | 8 | HIGH PERFORMANCE BUTTERFLY,150 LUG,CS BODY,SS DISC,316 SS STEM,RPTFE SEAT,PTFE STEM PKNG,BARE STEM | 6706.62 | 93 | 2.63 | 13.25 | 19.27 | 1 |  |  |  | 697988559936 | 69798855993 | https://www.milwaukeevalve.com/wp-content/uploads/spec-sheets/HPSeriesLug_2.5-8withLever.pdf | https://www.milwaukeevalve.com/wp-content/uploads/ioms/HPButterflyIOM.pdf |  | 11/08/05
HP0722 | HP1LCS5212 060 |  | HP1LCS | HP1LCS5212 | 6 | 74 | 6 | HIGH PERFORMANCE BUTTERFLY,150 LUG,CS BODY,SS DISC,316 SS STEM,RPTFE SEAT,PTFE STEM PKNG,LVR-LOCK OP | 5493 | 42.1 | 2.25 | 11 | 18.7 | 1 |  |  |  | 697988559974 | 69798855997 | https://www.milwaukeevalve.com/wp-content/uploads/spec-sheets/HPSeriesLug_2.5-8withLever.pdf | https://www.milwaukeevalve.com/wp-content/uploads/ioms/HPButterflyIOM.pdf |  | 11/08/05
HP0722 | HP1LCS5212 080 |  | HP1LCS | HP1LCS5212 | 8 | 74 | 8 | HIGH PERFORMANCE BUTTERFLY,150 LUG,CS BODY,SS DISC,316 SS STEM,RPTFE SEAT,PTFE STEM PKNG,LVR-LOCK OP | 7052.99 | 64.106 | 2.63 | 13.25 | 19.27 | 1 |  |  |  | 697988559981 | 69798855998 | https://www.milwaukeevalve.com/wp-content/uploads/spec-sheets/HPSeriesLug_2.5-8withLever.pdf | https://www.milwaukeevalve.com/wp-content/uploads/ioms/HPButterflyIOM.pdf |  | 11/08/05
HP0722 | HP1LCS5213 060 |  | HP1LCS | HP1LCS5213 | 6 | 74 | 6 | HIGH PERFORMANCE BUTTERFLY,150 LUG,CS BODY,SS DISC,316 SS STEM,RPTFE SEAT,PTFE STEM PKNG,GEAR OP | 6006.12 | 53.8 | 2.25 | 11 | 18.7 | 1 |  |  |  | 697988605374 | 69798860537 | https://www.milwaukeevalve.com/wp-content/uploads/spec-sheets/HPSeriesLug_2.5-8withGear.pdf | https://www.milwaukeevalve.com/wp-content/uploads/ioms/HPButterflyIOM.pdf |  | 01/08/09
HP0722 | HP1LSS4111 050 |  | HP1LSS | HP1LSS4111 | 5 | 74 | 5 | HIGH PERFORMANCE BUTTERFLY,150 LUG,SS BODY,SS DISC,17-4 STEM,PTFE SEAT,PTFE STEM PKNG,BARE STEM | 8003.59 | 35.6 | 2.13 | 10.75 | 18.7 | 1 |  |  |  | 697988588554 | 69798858855 | https://www.milwaukeevalve.com/wp-content/uploads/spec-sheets/HPSeriesLug_2.5-8withLever.pdf | https://www.milwaukeevalve.com/wp-content/uploads/ioms/HPButterflyIOM.pdf |  | 03/26/07
HP0722 | HP1LSS4111 060 |  | HP1LSS | HP1LSS4111 | 6 | 74 | 6 | HIGH PERFORMANCE BUTTERFLY,150 LUG,SS BODY,SS DISC,17-4 STEM,PTFE SEAT,PTFE STEM PKNG,BARE STEM | 8036.56 | 64 | 2.25 | 11 | 18.7 | 1 |  |  |  | 697988666207 | 69798866620 | https://www.milwaukeevalve.com/wp-content/uploads/spec-sheets/HPSeriesLug_2.5-8withLever.pdf | https://www.milwaukeevalve.com/wp-content/uploads/ioms/HPButterflyIOM.pdf |  | 05/30/13
HP0722 | HP1LSS4111 100 |  | HP1LSS | HP1LSS4111 | 10 | 74 | 10 | HIGH PERFORMANCE BUTTERFLY,150 LUG,SS BODY,SS DISC,17-4 STEM,PTFE SEAT,PTFE STEM PKNG,BARE STEM | 15784.51 | 99 | 2.81 | 16 | 23.15 | 1 |  |  |  | 697988634343 | 69798863434 | https://www.milwaukeevalve.com/wp-content/uploads/spec-sheets/HPSeriesLug_10-24withGear.pdf | https://www.milwaukeevalve.com/wp-content/uploads/ioms/HPButterflyIOM.pdf |  | 11/09/10
HP0722 | HP1LSS4112 030 |  | HP1LSS | HP1LSS4112 | 3 | 74 | 3 | HIGH PERFORMANCE BUTTERFLY,150 LUG,SS BODY,SS DISC,17-4 STEM,PTFE SEAT,PTFE STEM PKNG,LVR-LOCK OP | 4241.36 | 17.2 | 1.88 | 7.25 | 11.24 | 0 |  |  |  | 697988732940 | 69798873294 | https://www.milwaukeevalve.com/wp-content/uploads/spec-sheets/HPSeriesLug_2.5-8withLever.pdf | https://www.milwaukeevalve.com/wp-content/uploads/ioms/HPButterflyIOM.pdf |  | 11/16/19
HP0722 | HP1LSS4112 080 |  | HP1LSS | HP1LSS4112 | 8 | 74 | 8 | HIGH PERFORMANCE BUTTERFLY,150 LUG,SS BODY,SS DISC,17-4 STEM,PTFE SEAT,PTFE STEM PKNG,LVR-LOCK OP | 11429.77 | 0 | 2.63 | 13.25 | 19.27 | 0 |  |  |  | 697988759152 | 69798875915 | https://www.milwaukeevalve.com/wp-content/uploads/spec-sheets/HPSeriesLug_2.5-8withLever.pdf | https://www.milwaukeevalve.com/wp-content/uploads/ioms/HPButterflyIOM.pdf |  | 12/07/21
HP0722 | HP1LSS4113 050 |  | HP1LSS | HP1LSS4113 | 5 | 74 | 5 | HIGH PERFORMANCE BUTTERFLY,150 LUG,SS BODY,SS DISC,17-4 STEM,PTFE SEAT,PTFE STEM PKNG,GEAR OP | 8750.35 | 37 | 2.13 | 10.75 | 18.7 | 1 |  |  |  | 697988588561 | 69798858856 | https://www.milwaukeevalve.com/wp-content/uploads/spec-sheets/HPSeriesLug_2.5-8withGear.pdf | https://www.milwaukeevalve.com/wp-content/uploads/ioms/HPButterflyIOM.pdf |  | 03/26/07
HP0722 | HP1LSS4113 060 |  | HP1LSS | HP1LSS4113 | 6 | 74 | 6 | HIGH PERFORMANCE BUTTERFLY,150 LUG,SS BODY,SS DISC,17-4 STEM,PTFE SEAT,PTFE STEM PKNG,GEAR OP | 8783.37 | 63.242 | 2.25 | 11 | 18.7 | 1 |  |  |  | 697988666238 | 69798866623 | https://www.milwaukeevalve.com/wp-content/uploads/spec-sheets/HPSeriesLug_2.5-8withGear.pdf | https://www.milwaukeevalve.com/wp-content/uploads/ioms/HPButterflyIOM.pdf |  | 05/30/13
HP0722 | HP1LSS4113 140 |  | HP1LSS | HP1LSS4113 | 14 | 7L | 14 | HIGH PERFORMANCE BUTTERFLY,150 LUG,SS BODY,SS DISC,17-4 STEM,PTFE SEAT,PTFE STEM PKNG,GEAR OP | 33781.37 | 256 | 3.63 | 20.75 | 31.74 | 1 |  |  |  | 697988714076 | 69798871407 | https://www.milwaukeevalve.com/wp-content/uploads/spec-sheets/HPSeriesLug_2.5-8withGear.pdf | https://www.milwaukeevalve.com/wp-content/uploads/ioms/HPButterflyIOM.pdf |  | 02/26/18
HP0722 | HP1LSS4211 025 |  | HP1LSS | HP1LSS4211 | 2 1/2 | 74 | 2.5 | HIGH PERFORMANCE BUTTERFLY,150 LUG,SS BODY,SS DISC,17-4 STEM,RPTFE SEAT,PTFE STEM PKNG,BARE STEM | 3900.85 | 11.38 | 1.88 | 6.75 | 11.24 | 1 | 11.9 | 6.4 | 4.5 | 697988542976 | 69798854297 | https://www.milwaukeevalve.com/wp-content/uploads/spec-sheets/HPSeriesLug_2.5-8withLever.pdf | https://www.milwaukeevalve.com/wp-content/uploads/ioms/HPButterflyIOM.pdf |  | 02/02/05
HP0722 | HP1LSS4211 030 |  | HP1LSS | HP1LSS4211 | 3 | 74 | 3 | HIGH PERFORMANCE BUTTERFLY,150 LUG,SS BODY,SS DISC,17-4 STEM,RPTFE SEAT,PTFE STEM PKNG,BARE STEM | 3900.85 | 13.16 | 1.88 | 7.25 | 11.24 | 1 | 11.9 | 6.4 | 4.5 | 697988541634 | 69798854163 | https://www.milwaukeevalve.com/wp-content/uploads/spec-sheets/HPSeriesLug_2.5-8withLever.pdf | https://www.milwaukeevalve.com/wp-content/uploads/ioms/HPButterflyIOM.pdf |  | 12/17/04
HP0722 | HP1LSS4211 040 |  | HP1LSS | HP1LSS4211 | 4 | 74 | 4 | HIGH PERFORMANCE BUTTERFLY,150 LUG,SS BODY,SS DISC,17-4 STEM,RPTFE SEAT,PTFE STEM PKNG,BARE STEM | 4522.52 | 20 | 2.13 | 8.76 | 12.77 | 1 | 12.9 | 9 | 4.5 | 697988542983 | 69798854298 | https://www.milwaukeevalve.com/wp-content/uploads/spec-sheets/HPSeriesLug_2.5-8withLever.pdf | https://www.milwaukeevalve.com/wp-content/uploads/ioms/HPButterflyIOM.pdf |  | 02/02/05
HP0722 | HP1LSS4211 050 |  | HP1LSS | HP1LSS4211 | 5 | 74 | 5 | HIGH PERFORMANCE BUTTERFLY,150 LUG,SS BODY,SS DISC,17-4 STEM,RPTFE SEAT,PTFE STEM PKNG,BARE STEM | 7772.5 | 32 | 2.13 | 10.75 | 18.7 | 1 | 15.1 | 11.1 | 4.5 | 697988542990 | 69798854299 | https://www.milwaukeevalve.com/wp-content/uploads/spec-sheets/HPSeriesLug_2.5-8withLever.pdf | https://www.milwaukeevalve.com/wp-content/uploads/ioms/HPButterflyIOM.pdf |  | 02/02/05
HP0722 | HP1LSS4211 060 |  | HP1LSS | HP1LSS4211 | 6 | 74 | 6 | HIGH PERFORMANCE BUTTERFLY,150 LUG,SS BODY,SS DISC,17-4 STEM,RPTFE SEAT,PTFE STEM PKNG,BARE STEM | 7772.5 | 36.92 | 2.25 | 11 | 18.7 | 1 | 15.1 | 11.1 | 4.5 | 697988543003 | 69798854300 | https://www.milwaukeevalve.com/wp-content/uploads/spec-sheets/HPSeriesLug_2.5-8withLever.pdf | https://www.milwaukeevalve.com/wp-content/uploads/ioms/HPButterflyIOM.pdf |  | 02/02/05
HP0722 | HP1LSS4211 080 |  | HP1LSS | HP1LSS4211 | 8 | 74 | 8 | HIGH PERFORMANCE BUTTERFLY,150 LUG,SS BODY,SS DISC,17-4 STEM,RPTFE SEAT,PTFE STEM PKNG,BARE STEM | 10738.82 | 61.85 | 2.63 | 13.25 | 19.27 | 1 | 19.7 | 15 | 7.5 | 697988543010 | 69798854301 | https://www.milwaukeevalve.com/wp-content/uploads/spec-sheets/HPSeriesLug_2.5-8withLever.pdf | https://www.milwaukeevalve.com/wp-content/uploads/ioms/HPButterflyIOM.pdf |  | 02/02/05
HP0722 | HP1LSS4211 100 |  | HP1LSS | HP1LSS4211 | 10 | 74 | 10 | HIGH PERFORMANCE BUTTERFLY,150 LUG,SS BODY,SS DISC,17-4 STEM,RPTFE SEAT,PTFE STEM PKNG,BARE STEM | 15369.8 | 93 | 2.81 | 16 | 23.15 | 1 | 22.4 | 17.1 | 7.5 | 697988526525 | 69798852652 | https://www.milwaukeevalve.com/wp-content/uploads/spec-sheets/HPSeriesLug_10-24withGear.pdf | https://www.milwaukeevalve.com/wp-content/uploads/ioms/HPButterflyIOM.pdf |  | 05/27/04
HP0722 | HP1LSS4211 120 |  | HP1LSS | HP1LSS4211 | 12 | 74 | 12 | HIGH PERFORMANCE BUTTERFLY,150 LUG,SS BODY,SS DISC,17-4 STEM,RPTFE SEAT,PTFE STEM PKNG,BARE STEM | 20384.55 | 148 | 3.19 | 19 | 30.4 | 1 | 25.4 | 19.7 | 7.5 | 697988526532 | 69798852653 | https://www.milwaukeevalve.com/wp-content/uploads/spec-sheets/HPSeriesLug_10-24withGear.pdf | https://www.milwaukeevalve.com/wp-content/uploads/ioms/HPButterflyIOM.pdf |  | 05/27/04
HP0722 | HP1LSS4211 140 |  | HP1LSS | HP1LSS4211 | 14 | 7L | 14 | HIGH PERFORMANCE BUTTERFLY,150 LUG,SS BODY,SS DISC,17-4 STEM,RPTFE SEAT,PTFE STEM PKNG,BARE STEM | 31064.97 | 181 | 3.63 | 20.75 | 31.74 | 1 |  |  |  | 697988526549 | 69798852654 | https://www.milwaukeevalve.com/wp-content/uploads/spec-sheets/HPSeriesLug_10-24withGear.pdf | https://www.milwaukeevalve.com/wp-content/uploads/ioms/HPButterflyIOM.pdf |  | 05/27/04
HP0722 | HP1LSS4211 160 |  | HP1LSS | HP1LSS4211 | 16 | 7L | 16 | HIGH PERFORMANCE BUTTERFLY,150 LUG,SS BODY,SS DISC,17-4 STEM,RPTFE SEAT,PTFE STEM PKNG,BARE STEM | 37168.7 | 252 | 4 | 23.25 | 35.96 | 1 |  |  |  | 697988526556 | 69798852655 | https://www.milwaukeevalve.com/wp-content/uploads/spec-sheets/HPSeriesLug_10-24withGear.pdf | https://www.milwaukeevalve.com/wp-content/uploads/ioms/HPButterflyIOM.pdf |  | 05/27/04
HP0722 | HP1LSS4211 180 |  | HP1LSS | HP1LSS4211 | 18 | 7L | 18 | HIGH PERFORMANCE BUTTERFLY,150 LUG,SS BODY,SS DISC,17-4 STEM,RPTFE SEAT,PTFE STEM PKNG,BARE STEM | 49376.06 | 386 | 4.47 | 25 | 38.12 | 1 |  |  |  | 697988526563 | 69798852656 | https://www.milwaukeevalve.com/wp-content/uploads/spec-sheets/HPSeriesLug_10-24withGear.pdf | https://www.milwaukeevalve.com/wp-content/uploads/ioms/HPButterflyIOM.pdf |  | 05/27/04
HP0722 | HP1LSS4211 200 |  | HP1LSS | HP1LSS4211 | 20 | 7L | 20 | HIGH PERFORMANCE BUTTERFLY,150 LUG,SS BODY,SS DISC,17-4 STEM,RPTFE SEAT,PTFE STEM PKNG,BARE STEM | 66468.9 | 525 | 5 | 27.5 | 40.03 | 1 |  |  |  | 697988597877 | 69798859787 | https://www.milwaukeevalve.com/wp-content/uploads/spec-sheets/HPSeriesLug_10-24withGear.pdf | https://www.milwaukeevalve.com/wp-content/uploads/ioms/HPButterflyIOM.pdf |  | 05/30/08
HP0722 | HP1LSS4211 240 |  | HP1LSS | HP1LSS4211 | 24 | 7L | 24 | HIGH PERFORMANCE BUTTERFLY,150 LUG,SS BODY,SS DISC,17-4 STEM,RPTFE SEAT,PTFE STEM PKNG,BARE STEM | 92581.69 | 700 | 6.06 | 32 | 49.3 | 1 |  |  |  | 697988526570 | 69798852657 | https://www.milwaukeevalve.com/wp-content/uploads/spec-sheets/HPSeriesLug_10-24withGear.pdf | https://www.milwaukeevalve.com/wp-content/uploads/ioms/HPButterflyIOM.pdf |  | 05/27/04
HP0722 | HP1LSS4211U 050 |  | HP1LSS | HP1LSS4211U | 5 | 7A | 5 | HIGH PERFORMANCE BFV,150 LUG,SS BODY,SS DISC,17-4 STEM,RPTFE SEAT,PTFE STEM PKNG,BARE ST,ASMBLD USA | 8832.36 | 37 | 2.13 | 10.75 | 18.7 | 1 |  |  |  | 697988640122 | 69798864012 | https://www.milwaukeevalve.com/wp-content/uploads/spec-sheets/HPSeriesLug_2.5-8withLever.pdf | https://www.milwaukeevalve.com/wp-content/uploads/ioms/HPButterflyIOM.pdf |  | 06/22/11
HP0722 | HP1LSS4211U 080 |  | HP1LSS | HP1LSS4211U | 8 | 7A | 8 | HIGH PERFORMANCE BUTTERFLY,150 LUG,SS BODY,SS DISC,17-4 STEM,RPTFE SEAT,PTFE STEM PKNG,BARE,ASBL USA | 12203.2 | 61.85 | 2.63 | 13.25 | 19.27 | 1 |  |  |  | 697988713291 | 69798871329 | https://www.milwaukeevalve.com/wp-content/uploads/spec-sheets/HPSeriesLug_2.5-8withLever.pdf | https://www.milwaukeevalve.com/wp-content/uploads/ioms/HPButterflyIOM.pdf |  | 01/24/18
HP0722 | HP1LSS4211U 100 |  | HP1LSS | HP1LSS4211U | 10 | 7A | 10 | HIGH PERFORMANCE BUTTERFLY,150 LUG,SS BODY,SS DISC,17-4 STEM,RPTFE SEAT,PTFE STEM PKNG,BARE,ASBL USA | 17465.68 | 93 | 2.81 | 16 | 23.15 | 1 |  |  |  | 697988713307 | 69798871330 | https://www.milwaukeevalve.com/wp-content/uploads/spec-sheets/HPSeriesLug_10-24withGear.pdf | https://www.milwaukeevalve.com/wp-content/uploads/ioms/HPButterflyIOM.pdf |  | 01/24/18
HP0722 | HP1LSS4211U 120 |  | HP1LSS | HP1LSS4211U | 12 | 7A | 12 | HIGH PERFORMANCE BUTTERFLY,150 LUG,SS BODY,SS DISC,17-4 STEM,RPTFE SEAT,PTFE STEM PKNG,BARE,ASBL USA | 23164.31 | 148 | 3.19 | 19 | 30.4 | 1 |  |  |  | 697988713314 | 69798871331 | https://www.milwaukeevalve.com/wp-content/uploads/spec-sheets/HPSeriesLug_10-24withGear.pdf | https://www.milwaukeevalve.com/wp-content/uploads/ioms/HPButterflyIOM.pdf |  | 01/24/18
HP0722 | HP1LSS4212 025 |  | HP1LSS | HP1LSS4212 | 2 1/2 | 74 | 2.5 | HIGH PERFORMANCE BUTTERFLY,150 LUG,SS BODY,SS DISC,17-4 STEM,RPTFE SEAT,PTFE STEM PKNG,LVR-LOCK OP | 4088.65 | 15.482 | 1.88 | 6.75 | 11.24 | 1 |  |  |  | 697988526488 | 69798852648 | https://www.milwaukeevalve.com/wp-content/uploads/spec-sheets/HPSeriesLug_2.5-8withLever.pdf | https://www.milwaukeevalve.com/wp-content/uploads/ioms/HPButterflyIOM.pdf |  | 05/27/04
HP0722 | HP1LSS4212 030 |  | HP1LSS | HP1LSS4212 | 3 | 74 | 3 | HIGH PERFORMANCE BUTTERFLY,150 LUG,SS BODY,SS DISC,17-4 STEM,RPTFE SEAT,PTFE STEM PKNG,LVR-LOCK OP | 4088.65 | 17.252 | 1.88 | 7.25 | 11.24 | 1 |  |  |  | 697988526495 | 69798852649 | https://www.milwaukeevalve.com/wp-content/uploads/spec-sheets/HPSeriesLug_2.5-8withLever.pdf | https://www.milwaukeevalve.com/wp-content/uploads/ioms/HPButterflyIOM.pdf |  | 05/27/04
HP0722 | HP1LSS4212 040 |  | HP1LSS | HP1LSS4212 | 4 | 74 | 4 | HIGH PERFORMANCE BUTTERFLY,150 LUG,SS BODY,SS DISC,17-4 STEM,RPTFE SEAT,PTFE STEM PKNG,LVR-LOCK OP | 4714.38 | 25.996 | 2.13 | 8.76 | 12.77 | 1 |  |  |  | 697988526501 | 69798852650 | https://www.milwaukeevalve.com/wp-content/uploads/spec-sheets/HPSeriesLug_2.5-8withLever.pdf | https://www.milwaukeevalve.com/wp-content/uploads/ioms/HPButterflyIOM.pdf |  | 05/27/04
HP0722 | HP1LSS4212 050 |  | HP1LSS | HP1LSS4212 | 5 | 74 | 5 | HIGH PERFORMANCE BUTTERFLY,150 LUG,SS BODY,SS DISC,17-4 STEM,RPTFE SEAT,PTFE STEM PKNG,LVR-LOCK OP | 8006.19 | 38.96 | 2.13 | 10.75 | 18.7 | 1 |  |  |  | 697988526518 | 69798852651 | https://www.milwaukeevalve.com/wp-content/uploads/spec-sheets/HPSeriesLug_2.5-8withLever.pdf | https://www.milwaukeevalve.com/wp-content/uploads/ioms/HPButterflyIOM.pdf |  | 05/27/04
HP0722 | HP1LSS4212 060 |  | HP1LSS | HP1LSS4212 | 6 | 74 | 6 | HIGH PERFORMANCE BUTTERFLY,150 LUG,SS BODY,SS DISC,17-4 STEM,RPTFE SEAT,PTFE STEM PKNG,LVR-LOCK OP | 8006.19 | 42.434 | 2.25 | 11 | 18.7 | 1 |  |  |  | 697988524576 | 69798852457 | https://www.milwaukeevalve.com/wp-content/uploads/spec-sheets/HPSeriesLug_2.5-8withLever.pdf | https://www.milwaukeevalve.com/wp-content/uploads/ioms/HPButterflyIOM.pdf |  | 05/11/04
HP0722 | HP1LSS4212 080 |  | HP1LSS | HP1LSS4212 | 8 | 74 | 8 | HIGH PERFORMANCE BUTTERFLY,150 LUG,SS BODY,SS DISC,17-4 STEM,RPTFE SEAT,PTFE STEM PKNG,LVR-LOCK OP | 11085.16 | 68.02 | 2.63 | 13.25 | 19.27 | 1 |  |  |  | 697988524583 | 69798852458 | https://www.milwaukeevalve.com/wp-content/uploads/spec-sheets/HPSeriesLug_2.5-8withLever.pdf | https://www.milwaukeevalve.com/wp-content/uploads/ioms/HPButterflyIOM.pdf |  | 05/11/04
HP0722 | HP1LSS4212U 025 |  | HP1LSS | HP1LSS4212U | 2 1/2 | 7A | 2.5 | HIGH PERFORMANCE BUTTERFLY,150 LUG,SS BODY,SS DISC,17-4 STEM,RPTFE SEAT,PTFE STEM PKNG,LVR,ASMBL USA | 4646.2 | 0 | 1.88 | 6.75 | 11.24 | 0 |  |  |  | 697988751866 | 69798875186 | https://www.milwaukeevalve.com/wp-content/uploads/spec-sheets/HPSeriesLug_2.5-8withLever.pdf | https://www.milwaukeevalve.com/wp-content/uploads/ioms/HPButterflyIOM.pdf |  | 08/10/21
HP0722 | HP1LSS4212U 030 |  | HP1LSS | HP1LSS4212U | 3 | 7A | 3 | HIGH PERFORMANCE BTTRFLY,150 LUG,SS BODY,SS DISC,17-4 STEM,RPTFE SEAT,PTFE STEM PKNG,LVRLCK,ASMB USA | 4646.2 | 0 | 1.88 | 7.25 | 11.24 | 0 |  |  |  | 697988741553 | 69798874155 | https://www.milwaukeevalve.com/wp-content/uploads/spec-sheets/HPSeriesLug_2.5-8withLever.pdf | https://www.milwaukeevalve.com/wp-content/uploads/ioms/HPButterflyIOM.pdf |  | 05/20/20
HP0722 | HP1LSS4212U 040 |  | HP1LSS | HP1LSS4212U | 4 | 7A | 4 | HIGH PERFORMANCE BTTRFLY,150 LUG,SS BODY,SS DISC,17-4 STEM,RPTFE SEAT,PTFE STEM PKNG,LVRLCK,ASMB USA | 5357.26 | 0 | 2.13 | 8.76 | 12.77 | 0 |  |  |  | 697988741560 | 69798874156 | https://www.milwaukeevalve.com/wp-content/uploads/spec-sheets/HPSeriesLug_2.5-8withLever.pdf | https://www.milwaukeevalve.com/wp-content/uploads/ioms/HPButterflyIOM.pdf |  | 05/20/20
HP0722 | HP1LSS4212U 060 |  | HP1LSS | HP1LSS4212U | 6 | 7A | 6 | HIGH PERFORMANCE BTTRFLY,150 LUG,SS BODY,SS DISC,17-4 STEM,RPTFE SEAT,PTFE STEM PKNG,LVRLCK,ASMB USA | 9097.93 | 0 | 2.25 | 11 | 18.7 | 0 |  |  |  | 697988741997 | 69798874199 | https://www.milwaukeevalve.com/wp-content/uploads/spec-sheets/HPSeriesLug_2.5-8withLever.pdf | https://www.milwaukeevalve.com/wp-content/uploads/ioms/HPButterflyIOM.pdf |  | 06/19/20
HP0722 | HP1LSS4212U 080 |  | HP1LSS | HP1LSS4212U | 8 | 7A | 8 | HIGH PERFORMANCE BTTRFLY,150 LUG,SS BODY,SS DISC,17-4 STEM,RPTFE SEAT,PTFE STEM PKNG,LVRLCK,ASMB USA | 12596.76 | 0 | 2.63 | 13.25 | 19.27 | 0 |  |  |  | 697988742000 | 69798874200 | https://www.milwaukeevalve.com/wp-content/uploads/spec-sheets/HPSeriesLug_2.5-8withLever.pdf | https://www.milwaukeevalve.com/wp-content/uploads/ioms/HPButterflyIOM.pdf |  | 06/19/20
HP0722 | HP1LSS4213 025 |  | HP1LSS | HP1LSS4213 | 2 1/2 | 74 | 2.5 | HIGH PERFORMANCE BUTTERFLY,150 LUG,SS BODY,SS DISC,17-4 STEM,RPTFE SEAT,PTFE STEM PKNG,GEAR OP | 4630.97 | 23 | 1.88 | 6.75 | 11.24 | 1 |  |  |  | 697988579187 | 69798857918 | https://www.milwaukeevalve.com/wp-content/uploads/spec-sheets/HPSeriesLug_2.5-8withGear.pdf | https://www.milwaukeevalve.com/wp-content/uploads/ioms/HPButterflyIOM.pdf |  | 09/13/06
HP0722 | HP1LSS4213 030 |  | HP1LSS | HP1LSS4213 | 3 | 74 | 3 | HIGH PERFORMANCE BUTTERFLY,150 LUG,SS BODY,SS DISC,17-4 STEM,RPTFE SEAT,PTFE STEM PKNG,GEAR OP | 4630.97 | 25.374 | 1.88 | 7.25 | 11.24 | 1 |  |  |  | 697988544093 | 69798854409 | https://www.milwaukeevalve.com/wp-content/uploads/spec-sheets/HPSeriesLug_2.5-8withGear.pdf | https://www.milwaukeevalve.com/wp-content/uploads/ioms/HPButterflyIOM.pdf |  | 03/08/05
HP0722 | HP1LSS4213 040 |  | HP1LSS | HP1LSS4213 | 4 | 74 | 4 | HIGH PERFORMANCE BUTTERFLY,150 LUG,SS BODY,SS DISC,17-4 STEM,RPTFE SEAT,PTFE STEM PKNG,GEAR OP | 5260.96 | 31.842 | 2.13 | 8.76 | 12.77 | 1 |  |  |  | 697988570252 | 69798857025 | https://www.milwaukeevalve.com/wp-content/uploads/spec-sheets/HPSeriesLug_2.5-8withGear.pdf | https://www.milwaukeevalve.com/wp-content/uploads/ioms/HPButterflyIOM.pdf |  | 02/24/06
HP0722 | HP1LSS4213 050 |  | HP1LSS | HP1LSS4213 | 5 | 74 | 5 | HIGH PERFORMANCE BUTTERFLY,150 LUG,SS BODY,SS DISC,17-4 STEM,RPTFE SEAT,PTFE STEM PKNG,GEAR OP | 8519.29 | 45 | 2.13 | 10.75 | 18.7 | 1 |  |  |  | 697988633377 | 69798863337 | https://www.milwaukeevalve.com/wp-content/uploads/spec-sheets/HPSeriesLug_2.5-8withGear.pdf | https://www.milwaukeevalve.com/wp-content/uploads/ioms/HPButterflyIOM.pdf |  | 09/17/10
HP0722 | HP1LSS4213 060 |  | HP1LSS | HP1LSS4213 | 6 | 74 | 6 | HIGH PERFORMANCE BUTTERFLY,150 LUG,SS BODY,SS DISC,17-4 STEM,RPTFE SEAT,PTFE STEM PKNG,GEAR OP | 8519.29 | 63.824 | 2.25 | 11 | 18.7 | 1 |  |  |  | 697988558991 | 69798855899 | https://www.milwaukeevalve.com/wp-content/uploads/spec-sheets/HPSeriesLug_2.5-8withGear.pdf | https://www.milwaukeevalve.com/wp-content/uploads/ioms/HPButterflyIOM.pdf |  | 09/28/05
HP0722 | HP1LSS4213 080 |  | HP1LSS | HP1LSS4213 | 8 | 74 | 8 | HIGH PERFORMANCE BUTTERFLY,150 LUG,SS BODY,SS DISC,17-4 STEM,RPTFE SEAT,PTFE STEM PKNG,GEAR OP | 11544 | 96 | 2.63 | 13.25 | 19.27 | 1 |  |  |  | 697988559004 | 69798855900 | https://www.milwaukeevalve.com/wp-content/uploads/spec-sheets/HPSeriesLug_2.5-8withGear.pdf | https://www.milwaukeevalve.com/wp-content/uploads/ioms/HPButterflyIOM.pdf |  | 09/28/05
HP0722 | HP1LSS4213 100 |  | HP1LSS | HP1LSS4213 | 10 | 74 | 10 | HIGH PERFORMANCE BUTTERFLY,150 LUG,SS BODY,SS DISC,17-4 STEM,RPTFE SEAT,PTFE STEM PKNG,GEAR OP | 16279.29 | 132.34 | 2.81 | 16 | 23.15 | 1 |  |  |  | 697988525115 | 69798852511 | https://www.milwaukeevalve.com/wp-content/uploads/spec-sheets/HPSeriesLug_10-24withGear.pdf | https://www.milwaukeevalve.com/wp-content/uploads/ioms/HPButterflyIOM.pdf |  | 05/14/04
HP0722 | HP1LSS4213 120 |  | HP1LSS | HP1LSS4213 | 12 | 74 | 12 | HIGH PERFORMANCE BUTTERFLY,150 LUG,SS BODY,SS DISC,17-4 STEM,RPTFE SEAT,PTFE STEM PKNG,GEAR OP | 22312.06 | 192 | 3.19 | 19 | 30.4 | 1 |  |  |  | 697988550414 | 69798855041 | https://www.milwaukeevalve.com/wp-content/uploads/spec-sheets/HPSeriesLug_10-24withGear.pdf | https://www.milwaukeevalve.com/wp-content/uploads/ioms/HPButterflyIOM.pdf |  | 08/25/05
HP0722 | HP1LSS4213 140 |  | HP1LSS | HP1LSS4213 | 14 | 7L | 14 | HIGH PERFORMANCE BUTTERFLY,150 LUG,SS BODY,SS DISC,17-4 STEM,RPTFE SEAT,PTFE STEM PKNG,GEAR OP | 33246.97 | 256 | 3.63 | 20.75 | 31.74 | 1 |  |  |  | 697988545861 | 69798854586 | https://www.milwaukeevalve.com/wp-content/uploads/spec-sheets/HPSeriesLug_10-24withGear.pdf | https://www.milwaukeevalve.com/wp-content/uploads/ioms/HPButterflyIOM.pdf |  | 05/23/05
HP0722 | HP1LSS4213 160 |  | HP1LSS | HP1LSS4213 | 16 | 7L | 16 | HIGH PERFORMANCE BUTTERFLY,150 LUG,SS BODY,SS DISC,17-4 STEM,RPTFE SEAT,PTFE STEM PKNG,GEAR OP | 39350.68 | 388 | 4 | 23.25 | 35.96 | 1 |  |  |  | 697988544789 | 69798854478 | https://www.milwaukeevalve.com/wp-content/uploads/spec-sheets/HPSeriesLug_10-24withGear.pdf | https://www.milwaukeevalve.com/wp-content/uploads/ioms/HPButterflyIOM.pdf |  | 04/05/05
HP0722 | HP1LSS4213 180 |  | HP1LSS | HP1LSS4213 | 18 | 7L | 18 | HIGH PERFORMANCE BUTTERFLY,150 LUG,SS BODY,SS DISC,17-4 STEM,RPTFE SEAT,PTFE STEM PKNG,GEAR OP | 51558.02 | 510 | 4.47 | 25 | 38.12 | 1 |  |  |  | 697988545854 | 69798854585 | https://www.milwaukeevalve.com/wp-content/uploads/spec-sheets/HPSeriesLug_10-24withGear.pdf | https://www.milwaukeevalve.com/wp-content/uploads/ioms/HPButterflyIOM.pdf |  | 05/23/05
HP0722 | HP1LSS4213 200 |  | HP1LSS | HP1LSS4213 | 20 | 7L | 20 | HIGH PERFORMANCE BUTTERFLY,150 LUG,SS BODY,SS DISC,17-4 STEM,RPTFE SEAT,PTFE STEM PKNG,GEAR OP | 70011.04 | 717 | 5 | 27.5 | 40.03 | 1 |  |  |  | 697988625990 | 69798862599 | https://www.milwaukeevalve.com/wp-content/uploads/spec-sheets/HPSeriesLug_10-24withGear.pdf | https://www.milwaukeevalve.com/wp-content/uploads/ioms/HPButterflyIOM.pdf |  | 01/13/10
HP0722 | HP1LSS4213 240 |  | HP1LSS | HP1LSS4213 | 24 | 7L | 24 | HIGH PERFORMANCE BUTTERFLY,150 LUG,SS BODY,SS DISC,17-4 STEM,RPTFE SEAT,PTFE STEM PKNG,GEAR OP | 99861.93 | 1025 | 6.06 | 7.25 | 49.3 | 1 |  |  |  | 697988545847 | 69798854584 | https://www.milwaukeevalve.com/wp-content/uploads/spec-sheets/HPSeriesLug_10-24withGear.pdf | https://www.milwaukeevalve.com/wp-content/uploads/ioms/HPButterflyIOM.pdf |  | 05/23/05
HP0722 | HP1LSS4213U 050 |  | HP1LSS | HP1LSS4213U | 5 | 7A | 5 | HIGH PERFORMANCE BFV,150 LUG,SS BODY,SS DISC,17-4 STEM,RPTFE SEAT,PTFE STEM PKNG,GEAR OP,ASMBLD USA | 9680.99 | 45 | 2.13 | 10.75 | 18.7 | 1 |  |  |  | 697988640139 | 69798864013 | https://www.milwaukeevalve.com/wp-content/uploads/spec-sheets/HPSeriesLug_2.5-8withGear.pdf | https://www.milwaukeevalve.com/wp-content/uploads/ioms/HPButterflyIOM.pdf |  | 06/22/11
HP0722 | HP1LSS4213U 080 |  | HP1LSS | HP1LSS4213U | 8 | 7A | 8 | HIGH PERFORMANCE BUTTERFLY,150 LUG,SS BODY,SS DISC,17-4 STEM,RPTFE SEAT,PTFE STEM,GEAR OP,ASMB USA | 13118.16 | 96 | 2.63 | 13.25 | 19.27 | 1 |  |  |  | 697988713321 | 69798871332 | https://www.milwaukeevalve.com/wp-content/uploads/spec-sheets/HPSeriesLug_2.5-8withGear.pdf | https://www.milwaukeevalve.com/wp-content/uploads/ioms/HPButterflyIOM.pdf |  | 01/24/18
HP0722 | HP1LSS4213U 100 |  | HP1LSS | HP1LSS4213U | 10 | 7A | 10 | HIGH PERFORMANCE BUTTERFLY,150 LUG,SS BODY,SS DISC,17-4 STEM,RPTFE SEAT,PTFE STEM,GEAR OP,ASMB USA | 18499.21 | 132.34 | 2.81 | 16 | 23.15 | 1 |  |  |  | 697988713338 | 69798871333 | https://www.milwaukeevalve.com/wp-content/uploads/spec-sheets/HPSeriesLug_10-24withGear.pdf | https://www.milwaukeevalve.com/wp-content/uploads/ioms/HPButterflyIOM.pdf |  | 01/24/18
HP0722 | HP1LSS4213U 120 |  | HP1LSS | HP1LSS4213U | 12 | 7A | 12 | HIGH PERFORMANCE BUTTERFLY,150 LUG,SS BODY,SS DISC,17-4 STEM,RPTFE SEAT,PTFE STEM,GEAR OP,ASMB USA | 25354.62 | 192 | 3.19 | 19 | 30.4 | 1 |  |  |  | 697988713345 | 69798871334 | https://www.milwaukeevalve.com/wp-content/uploads/spec-sheets/HPSeriesLug_10-24withGear.pdf | https://www.milwaukeevalve.com/wp-content/uploads/ioms/HPButterflyIOM.pdf |  | 01/24/18
HP0722 | HP1LSS42G1 030 |  | HP1LSS | HP1LSS42G1 | 3 | 74 | 3 | HIGH PERFORMANCE BUTTERFLY,150 LUG,SS BODY,SS DISC,17-4 STEM,RPTFE SEAT,GRAPHITE STEM PKNG,BARE STEM | 3958.99 | 13.16 | 1.88 | 7.25 | 11.24 | 1 |  |  |  | 697988713772 | 69798871377 | https://www.milwaukeevalve.com/wp-content/uploads/spec-sheets/HPSeriesLug_2.5-8withLever.pdf | https://www.milwaukeevalve.com/wp-content/uploads/ioms/HPButterflyIOM.pdf |  | 02/07/18
HP0722 | HP1LSS42G1 040 |  | HP1LSS | HP1LSS42G1 | 4 | 74 | 4 | HIGH PERFORMANCE BUTTERFLY,150 LUG,SS BODY,SS DISC,17-4 STEM,RPTFE SEAT,GRAPHITE STEM PKNG,BARE STEM | 4591.73 | 24 | 2.13 | 8.76 | 12.77 | 1 |  |  |  | 697988559776 | 69798855977 | https://www.milwaukeevalve.com/wp-content/uploads/spec-sheets/HPSeriesLug_2.5-8withLever.pdf | https://www.milwaukeevalve.com/wp-content/uploads/ioms/HPButterflyIOM.pdf |  | 11/02/05
HP0722 | HP1LSS42G1 060 |  | HP1LSS | HP1LSS42G1 | 6 | 74 | 6 | HIGH PERFORMANCE BUTTERFLY,150 LUG,SS BODY,SS DISC,17-4 STEM,RPTFE SEAT,GRAPHITE STEM PKNG,BARE STEM | 7874.95 | 41.1 | 2.25 | 11 | 18.7 | 1 |  |  |  | 697988559783 | 69798855978 | https://www.milwaukeevalve.com/wp-content/uploads/spec-sheets/HPSeriesLug_2.5-8withLever.pdf | https://www.milwaukeevalve.com/wp-content/uploads/ioms/HPButterflyIOM.pdf |  | 11/02/05
HP0722 | HP1LSS42G1 080 |  | HP1LSS | HP1LSS42G1 | 8 | 74 | 8 | HIGH PERFORMANCE BUTTERFLY,150 LUG,SS BODY,SS DISC,17-4 STEM,RPTFE SEAT,GRAPHITE STEM PKNG,BARE STEM | 10855.12 | 61.85 | 2.63 | 13.25 | 19.27 | 1 |  |  |  | 697988713475 | 69798871347 | https://www.milwaukeevalve.com/wp-content/uploads/spec-sheets/HPSeriesLug_2.5-8withLever.pdf | https://www.milwaukeevalve.com/wp-content/uploads/ioms/HPButterflyIOM.pdf |  | 01/29/18
HP0722 | HP1LSS42G1 100 |  | HP1LSS | HP1LSS42G1 | 10 | 74 | 10 | HIGH PERFORMANCE BUTTERFLY,150 LUG,SS BODY,SS DISC,17-4 STEM,RPTFE SEAT,GRAPHITE STEM PKNG,BARE STEM | 15605.1 | 129 | 2.81 | 16 | 23.15 | 1 |  |  |  | 697988604391 | 69798860439 | https://www.milwaukeevalve.com/wp-content/uploads/spec-sheets/HPSeriesLug_10-24withGear.pdf | https://www.milwaukeevalve.com/wp-content/uploads/ioms/HPButterflyIOM.pdf |  | 10/29/08
HP0722 | HP1LSS42G2 040 |  | HP1LSS | HP1LSS42G2 | 4 | 74 | 4 | HIGH PERFORMANCE BUTTERFLY,150 LUG,SS BODY,SS DISC,17-4 STEM,RPTFE SEAT,GRAPHITE STEM PKNG,LEVER OP | 4783.63 | 24.952 | 2.13 | 8.76 | 12.77 | 1 |  |  |  | 697988713451 | 69798871345 | https://www.milwaukeevalve.com/wp-content/uploads/spec-sheets/HPSeriesLug_2.5-8withLever.pdf | https://www.milwaukeevalve.com/wp-content/uploads/ioms/HPButterflyIOM.pdf |  | 01/29/18
HP0722 | HP1LSS42G2 060 |  | HP1LSS | HP1LSS42G2 | 6 | 74 | 6 | HIGH PERFORMANCE BUTTERFLY,150 LUG,SS BODY,SS DISC,17-4 STEM,RPTFE SEAT,GRAPHITE STEM PKNG,LVR OP | 8108.62 | 42.13 | 2.25 | 11 | 18.7 | 1 |  |  |  | 697988713468 | 69798871346 | https://www.milwaukeevalve.com/wp-content/uploads/spec-sheets/HPSeriesLug_2.5-8withLever.pdf | https://www.milwaukeevalve.com/wp-content/uploads/ioms/HPButterflyIOM.pdf |  | 01/29/18
HP0722 | HP1LSS42G3 040 |  | HP1LSS | HP1LSS42G3 | 4 | 74 | 4 | HIGH PERFORMANCE BUTTERFLY,150 LUG,SS BODY,SS DISC,17-4 STEM,RPTFE SEAT,GRAPHITE STEM PKNG,GEAR OP | 5330.2 | 32.2 | 2.13 | 8.76 | 12.77 | 1 |  |  |  | 697988559660 | 69798855966 | https://www.milwaukeevalve.com/wp-content/uploads/spec-sheets/HPSeriesLug_2.5-8withGear.pdf | https://www.milwaukeevalve.com/wp-content/uploads/ioms/HPButterflyIOM.pdf |  | 10/31/05
HP0722 | HP1LSS42G3 060 |  | HP1LSS | HP1LSS42G3 | 6 | 74 | 6 | HIGH PERFORMANCE BUTTERFLY,150 LUG,SS BODY,SS DISC,17-4 STEM,RPTFE SEAT,GRAPHITE STEM PKNG,GEAR OP | 8621.76 | 63 | 2.25 | 11 | 18.7 | 1 |  |  |  | 697988559653 | 69798855965 | https://www.milwaukeevalve.com/wp-content/uploads/spec-sheets/HPSeriesLug_2.5-8withGear.pdf | https://www.milwaukeevalve.com/wp-content/uploads/ioms/HPButterflyIOM.pdf |  | 10/31/05
HP0722 | HP1LSS42G3 080 |  | HP1LSS | HP1LSS42G3 | 8 | 74 | 8 | HIGH PERFORMANCE BUTTERFLY,150 LUG,SS BODY,SS DISC,17-4 STEM,RPTFE SEAT,GRAPHITE STEM PKNG,GEAR OP | 11660.28 | 96 | 2.63 | 13.25 | 19.27 | 1 |  |  |  | 697988713482 | 69798871348 | https://www.milwaukeevalve.com/wp-content/uploads/spec-sheets/HPSeriesLug_2.5-8withGear.pdf | https://www.milwaukeevalve.com/wp-content/uploads/ioms/HPButterflyIOM.pdf |  | 01/29/18
HP0722 | HP1LSS42G3 100 |  | HP1LSS | HP1LSS42G3 | 10 | 74 | 10 | HIGH PERFORMANCE BUTTERFLY,150 LUG,SS BODY,SS DISC,17-4 STEM,RPTFE SEAT,GRAPHITE STEM PKNG,GEAR OP | 16514.61 | 129 | 2.81 | 16 | 23.15 | 1 |  |  |  | 697988604407 | 69798860440 | https://www.milwaukeevalve.com/wp-content/uploads/spec-sheets/HPSeriesLug_10-24withGear.pdf | https://www.milwaukeevalve.com/wp-content/uploads/ioms/HPButterflyIOM.pdf |  | 10/29/08
HP0722 | HP1LSS5111 030 |  | HP1LSS | HP1LSS5111 | 3 | 74 | 3 | HIGH PERFORMANCE BUTTERFLY,150 LUG,SS BODY,SS DISC,SS STEM,PTFE SEAT,PTFE STEM PKNG,BARE STEM | 4129.68 | 13.16 | 1.88 | 7.25 | 11.24 | 1 |  |  |  | 697988698796 | 69798869879 | https://www.milwaukeevalve.com/wp-content/uploads/spec-sheets/HPSeriesLug_2.5-8withLever.pdf | https://www.milwaukeevalve.com/wp-content/uploads/ioms/HPButterflyIOM.pdf |  | 04/20/16
HP0722 | HP1LSS5111 040 |  | HP1LSS | HP1LSS5111 | 4 | 74 | 4 | HIGH PERFORMANCE BUTTERFLY,150 LUG,SS BODY,SS DISC,316 STEM,PTFE SEAT,PTFE STEM PKNG,BARE STEM | 4809.26 | 33 | 2.13 | 8.76 | 12.77 | 1 | 12.9 | 9 | 4.5 | 697988652255 | 69798865225 | https://www.milwaukeevalve.com/wp-content/uploads/spec-sheets/HPSeriesLug_2.5-8withLever.pdf | https://www.milwaukeevalve.com/wp-content/uploads/ioms/HPButterflyIOM.pdf |  | 08/31/12
HP0722 | HP1LSS5111 060 |  | HP1LSS | HP1LSS5111 | 6 | 74 | 6 | HIGH PERFORMANCE BUTTERFLY,150 LUG,SS BODY,SS DISC,316 STEM,PTFE SEAT,PTFE STEM PKNG,BARE STEM | 8226.95 | 63 | 2.25 | 11 | 18.7 | 1 |  |  |  | 697988652262 | 69798865226 | https://www.milwaukeevalve.com/wp-content/uploads/spec-sheets/HPSeriesLug_2.5-8withLever.pdf | https://www.milwaukeevalve.com/wp-content/uploads/ioms/HPButterflyIOM.pdf |  | 08/31/12
HP0722 | HP1LSS5111 080 |  | HP1LSS | HP1LSS5111 | 8 | 74 | 8 | HIGH PERFORMANCE BUTTERFLY,150 LUG,316 SS BODY/DISC,17-4 STEM,PTFE SEAT,PTFE STEM PKNG,GEAR OP | 11365.15 | 61.75 | 2.63 | 13.25 | 19.27 | 0 |  |  |  | 697988727717 | 69798872771 | https://www.milwaukeevalve.com/wp-content/uploads/spec-sheets/HPSeriesLug_2.5-8withGear.pdf | https://www.milwaukeevalve.com/wp-content/uploads/ioms/HPButterflyIOM.pdf |  | 05/20/19
HP0722 | HP1LSS5112 030 |  | HP1LSS | HP1LSS5112 | 3 | 74 | 3 | HIGH PERFORMANCE BUTTERFLY,150 LUG,SS BODY,SS DISC,SS STEM,PTFE SEAT,PTFE STEM PKNG,LVR-LOCK OP | 4317.47 | 18.5 | 1.88 | 7.25 | 11.24 | 1 |  |  |  | 697988698819 | 69798869881 | https://www.milwaukeevalve.com/wp-content/uploads/spec-sheets/HPSeriesLug_2.5-8withLever.pdf | https://www.milwaukeevalve.com/wp-content/uploads/ioms/HPButterflyIOM.pdf |  | 04/20/16
HP0722 | HP1LSS5112 040 |  | HP1LSS | HP1LSS5112 | 4 | 74 | 4 | HIGH PERFORMANCE BUTTERFLY,150 LUG,SS BODY,SS DISC,SS STEM,PTFE SEAT,PTFE STEM PKNG,LVR-LOCK OP | 5001.13 | 26.14 | 2.13 | 8.76 | 12.77 | 1 |  |  |  | 697988698802 | 69798869880 | https://www.milwaukeevalve.com/wp-content/uploads/spec-sheets/HPSeriesLug_2.5-8withLever.pdf | https://www.milwaukeevalve.com/wp-content/uploads/ioms/HPButterflyIOM.pdf |  | 04/20/16
HP0722 | HP1LSS5112 060 |  | HP1LSS | HP1LSS5112 | 6 | 74 | 6 | HIGH PERFORMANCE BUTTERFLY,150 LUG,SS BODY,SS DISC,SS STEM,PTFE SEAT,PTFE STEM PKNG,LVR-LOCK OP | 8460.63 | 42.434 | 2.25 | 11 | 18.7 | 1 |  |  |  | 697988698826 | 69798869882 | https://www.milwaukeevalve.com/wp-content/uploads/spec-sheets/HPSeriesLug_2.5-8withLever.pdf | https://www.milwaukeevalve.com/wp-content/uploads/ioms/HPButterflyIOM.pdf |  | 04/20/16
HP0722 | HP1LSS5113 030 |  | HP1LSS | HP1LSS5113 | 3 | 74 | 3 | HIGH PERFORMANCE BUTTERFLY,150 LUG,SS BODY,SS DISC,316 STEM,PTFE SEAT,PTFE STEM PKNG,GEAR OP | 4859.8 | 0 | 1.88 | 7.25 | 11.24 | 0 |  |  |  | 697988760950 | 69798876095 | https://www.milwaukeevalve.com/wp-content/uploads/spec-sheets/HPSeriesLug_2.5-8withGear.pdf | https://www.milwaukeevalve.com/wp-content/uploads/ioms/HPButterflyIOM.pdf |  | 04/27/22
HP0722 | HP1LSS5113 040 |  | HP1LSS | HP1LSS5113 | 4 | 74 | 4 | HIGH PERFORMANCE BUTTERFLY,150 LUG,SS BODY,SS DISC,316 STEM,PTFE SEAT,PTFE STEM PKNG,GEAR OP | 5547.66 | 32.684 | 2.13 | 8.76 | 12.77 | 1 |  |  |  | 697988652279 | 69798865227 | https://www.milwaukeevalve.com/wp-content/uploads/spec-sheets/HPSeriesLug_2.5-8withGear.pdf | https://www.milwaukeevalve.com/wp-content/uploads/ioms/HPButterflyIOM.pdf |  | 08/31/12
HP0722 | HP1LSS5113 060 |  | HP1LSS | HP1LSS5113 | 6 | 74 | 6 | HIGH PERFORMANCE BUTTERFLY,150 LUG,SS BODY,SS DISC,316 STEM,PTFE SEAT,PTFE STEM PKNG,GEAR OP | 8973.73 | 63.242 | 2.25 | 11 | 18.7 | 1 |  |  |  | 697988652286 | 69798865228 | https://www.milwaukeevalve.com/wp-content/uploads/spec-sheets/HPSeriesLug_2.5-8withGear.pdf | https://www.milwaukeevalve.com/wp-content/uploads/ioms/HPButterflyIOM.pdf |  | 08/31/12
HP0722 | HP1LSS5113 080 |  | HP1LSS | HP1LSS5113 | 8 | 74 | 8 | HIGH PERFORMANCE BUTTERFLY,150 LUG,316 SS BODY/DISC,17-4 STEM,PTFE SEAT,PTFE STEM PKNG,GEAR OP | 12170.32 | 0 | 2.63 | 13.25 | 19.27 | 0 |  |  |  | 697988727724 | 69798872772 | https://www.milwaukeevalve.com/wp-content/uploads/spec-sheets/HPSeriesLug_2.5-8withGear.pdf | https://www.milwaukeevalve.com/wp-content/uploads/ioms/HPButterflyIOM.pdf |  | 05/20/19
HP0722 | HP1LSS5211 025 |  | HP1LSS | HP1LSS5211 | 2 1/2 | 74 | 2.5 | HIGH PERFORMANCE BUTTERFLY,150 LUG,SS BODY,SS DISC,316 STEM,RPTFE SEAT,PTFE STEM PKNG,BARE STEM | 3961.79 | 11.38 | 1.88 | 6.75 | 11.24 | 1 |  |  |  | 697988696594 | 69798869659 | https://www.milwaukeevalve.com/wp-content/uploads/spec-sheets/HPSeriesLug_2.5-8withLever.pdf | https://www.milwaukeevalve.com/wp-content/uploads/ioms/HPButterflyIOM.pdf |  | 12/21/15
HP0722 | HP1LSS5211 030 |  | HP1LSS | HP1LSS5211 | 3 | 74 | 3 | HIGH PERFORMANCE BUTTERFLY,150 LUG,SS BODY,SS DISC,316 STEM,RPTFE SEAT,PTFE STEM PKNG,BARE STEM OP | 3977 | 26 | 1.88 | 7.25 | 11.24 | 1 | 11.9 | 6.4 | 4.5 | 697988694828 | 69798869482 | https://www.milwaukeevalve.com/wp-content/uploads/spec-sheets/HPSeriesLug_2.5-8withLever.pdf | https://www.milwaukeevalve.com/wp-content/uploads/ioms/HPButterflyIOM.pdf |  | 09/10/15
HP0722 | HP1LSS5211 040 |  | HP1LSS | HP1LSS5211 | 4 | 74 | 4 | HIGH PERFORMANCE BUTTERFLY,150 LUG,SS BODY,SS DISC,316 STEM,RPTFE SEAT,PTFE STEM PKNG,BARE STEM OP | 4621.48 | 26 | 2.13 | 8.76 | 12.77 | 1 | 12.9 | 9 | 4.5 | 697988602755 | 69798860275 | https://www.milwaukeevalve.com/wp-content/uploads/spec-sheets/HPSeriesLug_2.5-8withLever.pdf | https://www.milwaukeevalve.com/wp-content/uploads/ioms/HPButterflyIOM.pdf |  | 09/03/08
HP0722 | HP1LSS5211 060 |  | HP1LSS | HP1LSS5211 | 6 | 74 | 6 | HIGH PERFORMANCE BUTTERFLY,150 LUG,SS BODY,SS DISC,316 STEM,RPTFE SEAT,PTFE STEM PKNG,BARE STEM OP | 7962.86 | 63 | 2.25 | 11 | 18.7 | 1 | 15.1 | 11.1 | 4.5 | 697988559912 | 69798855991 | https://www.milwaukeevalve.com/wp-content/uploads/spec-sheets/HPSeriesLug_2.5-8withLever.pdf | https://www.milwaukeevalve.com/wp-content/uploads/ioms/HPButterflyIOM.pdf |  | 11/08/05
HP0722 | HP1LSS5211 080 |  | HP1LSS | HP1LSS5211 | 8 | 74 | 8 | HIGH PERFORMANCE BUTTERFLY,150 LUG,SS BODY,SS DISC,316 STEM,RPTFE SEAT,PTFE STEM PKNG,BARE STEM OP | 11020.56 | 93 | 2.63 | 13.25 | 19.27 | 1 | 19.7 | 15 | 7.5 | 697988559943 | 69798855994 | https://www.milwaukeevalve.com/wp-content/uploads/spec-sheets/HPSeriesLug_2.5-8withLever.pdf | https://www.milwaukeevalve.com/wp-content/uploads/ioms/HPButterflyIOM.pdf |  | 11/08/05
HP0722 | HP1LSS5211 100 |  | HP1LSS | HP1LSS5211 | 10 | 74 | 10 | HIGH PERFORMANCE BUTTERFLY,150 LUG,SS BODY,SS DISC,316 STEM,RPTFE SEAT,PTFE STEM PKNG,BARE STEM OP | 15674.28 | 129 | 2.81 | 16 | 23.15 | 1 | 22.4 | 17.1 | 7.5 | 697988602847 | 69798860284 | https://www.milwaukeevalve.com/wp-content/uploads/spec-sheets/HPSeriesLug_10-24withGear.pdf | https://www.milwaukeevalve.com/wp-content/uploads/ioms/HPButterflyIOM.pdf |  | 09/11/08
HP0722 | HP1LSS5211 120 |  | HP1LSS | HP1LSS5211 | 12 | 74 | 12 | HIGH PERFORMANCE BUTTERFLY,150 LUG,SS BODY,SS DISC,316 STEM,RPTFE SEAT,PTFE STEM PKNG,BARE STEM OP | 20849 | 188 | 3.19 | 19 | 30.4 | 1 | 25.4 | 19.7 | 7.5 | 697988602854 | 69798860285 | https://www.milwaukeevalve.com/wp-content/uploads/spec-sheets/HPSeriesLug_10-24withGear.pdf | https://www.milwaukeevalve.com/wp-content/uploads/ioms/HPButterflyIOM.pdf |  | 09/11/08
HP0722 | HP1LSS5212 025 |  | HP1LSS | HP1LSS5212 | 2 1/2 | 74 | 2.5 | HIGH PERFORMANCE BUTTERFLY,150 LUG,SS BODY,SS DISC,316 STEM,RPTFE SEAT,PTFE STEM PKNG,LEVER HANDLE | 4149.53 | 15.482 | 1.88 | 6.75 | 11.24 | 1 |  |  |  | 697988696600 | 69798869660 | https://www.milwaukeevalve.com/wp-content/uploads/spec-sheets/HPSeriesLug_2.5-8withLever.pdf | https://www.milwaukeevalve.com/wp-content/uploads/ioms/HPButterflyIOM.pdf |  | 12/21/15
HP0722 | HP1LSS5212 030 |  | HP1LSS | HP1LSS5212 | 3 | 74 | 3 | HIGH PERFORMANCE BUTTERFLY,150 LUG,SS BODY,SS DISC,316 STEM,RPTFE SEAT,PTFE STEM PKNG,LVR-LOCK OP | 4164.8 | 18.5 | 1.88 | 7.25 | 11.24 | 1 |  |  |  | 697988694668 | 69798869466 | https://www.milwaukeevalve.com/wp-content/uploads/spec-sheets/HPSeriesLug_2.5-8withLever.pdf | https://www.milwaukeevalve.com/wp-content/uploads/ioms/HPButterflyIOM.pdf |  | 09/03/15
HP0722 | HP1LSS5212 040 |  | HP1LSS | HP1LSS5212 | 4 | 74 | 4 | HIGH PERFORMANCE BUTTERFLY,150 LUG,SS BODY,SS DISC,316 STEM,RPTFE SEAT,PTFE STEM PKNG,LVR-LOCK OP | 4813.36 | 26.14 | 2.13 | 8.76 | 12.77 | 1 |  |  |  | 697988694651 | 69798869465 | https://www.milwaukeevalve.com/wp-content/uploads/spec-sheets/HPSeriesLug_2.5-8withLever.pdf | https://www.milwaukeevalve.com/wp-content/uploads/ioms/HPButterflyIOM.pdf |  | 09/03/15
HP0722 | HP1LSS5212 060 |  | HP1LSS | HP1LSS5212 | 6 | 74 | 6 | HIGH PERFORMANCE BUTTERFLY,150 LUG,SS BODY,SS DISC,316 STEM,RPTFE SEAT,PTFE STEM PKNG,LVR-LOCK OP | 8196.53 | 42.434 | 2.25 | 11 | 18.7 | 1 |  |  |  | 697988559950 | 69798855995 | https://www.milwaukeevalve.com/wp-content/uploads/spec-sheets/HPSeriesLug_2.5-8withLever.pdf | https://www.milwaukeevalve.com/wp-content/uploads/ioms/HPButterflyIOM.pdf |  | 11/08/05
HP0722 | HP1LSS5212 080 |  | HP1LSS | HP1LSS5212 | 8 | 74 | 8 | HIGH PERFORMANCE BUTTERFLY,150 LUG,SS BODY,SS DISC,316 STEM,RPTFE SEAT,PTFE STEM PKNG,LVR-LOCK OP | 11366.91 | 93 | 2.63 | 13.25 | 19.27 | 1 |  |  |  | 697988559967 | 69798855996 | https://www.milwaukeevalve.com/wp-content/uploads/spec-sheets/HPSeriesLug_2.5-8withLever.pdf | https://www.milwaukeevalve.com/wp-content/uploads/ioms/HPButterflyIOM.pdf |  | 11/08/05
HP0722 | HP1LSS5213 060 |  | HP1LSS | HP1LSS5213 | 6 | 74 | 6 | HIGH PERFORMANCE BUTTERFLY,150 LUG,SS BODY,SS DISC,316 SS STEM,RPTFE SEAT,PTFE STEM PKNG,GEAR OP | 8709.64 | 0 | 2.25 | 11 | 18.7 | 0 |  |  |  | 697988745261 | 69798874526 | https://www.milwaukeevalve.com/wp-content/uploads/spec-sheets/HPSeriesLug_2.5-8withGear.pdf | https://www.milwaukeevalve.com/wp-content/uploads/ioms/HPButterflyIOM.pdf |  | 01/12/21
HP0722 | HP1LSS5213 080 |  | HP1LSS | HP1LSS5213 | 8 | 74 | 8 | HIGH PERFORMANCE BUTTERFLY,150 LUG,SS BODY,SS DISC,316 SS STEM,RPTFE SEAT,PTFE STEM PKNG,GEAR OP | 11825.71 | 0 | 2.63 | 13.25 | 19.27 | 0 |  |  |  | 697988745278 | 69798874527 | https://www.milwaukeevalve.com/wp-content/uploads/spec-sheets/HPSeriesLug_2.5-8withGear.pdf | https://www.milwaukeevalve.com/wp-content/uploads/ioms/HPButterflyIOM.pdf |  | 01/12/21
HP0722 | HP1LSS5213 100 |  | HP1LSS | HP1LSS5213 | 10 | 74 | 10 | HIGH PERFORMANCE BUTTERFLY,150 LUG,SS BODY,SS DISC,316 STEM,RPTFE SEAT,PTFE STEM PKNG,GEAR OP | 16583.81 | 129 | 2.81 | 16 | 23.15 | 1 |  |  |  | 697988635685 | 69798863568 | https://www.milwaukeevalve.com/wp-content/uploads/spec-sheets/HPSeriesLug_10-24withGear.pdf | https://www.milwaukeevalve.com/wp-content/uploads/ioms/HPButterflyIOM.pdf |  | 11/23/10
HP0722 | HP1LSS52G1 030 |  | HP1LSS | HP1LSS52G1 | 3 | 74 | 3 | HIGH PERFORMANCE BUTTERFLY,150 LUG,SS BODY,SS DISC,316 STEM,RPTFE SEAT,GRAPHITE STEM PKNG,BARE STEM | 4035.12 | 13.16 | 1.88 | 7.25 | 11.24 | 1 |  |  |  | 697988682498 | 69798868249 | https://www.milwaukeevalve.com/wp-content/uploads/spec-sheets/HPSeriesLug_2.5-8withLever.pdf | https://www.milwaukeevalve.com/wp-content/uploads/ioms/HPButterflyIOM.pdf |  | 11/07/14
HP0722 | HP1LSS52G1 040 |  | HP1LSS | HP1LSS52G1 | 4 | 74 | 4 | HIGH PERFORMANCE BUTTERFLY,150 LUG,SS BODY,SS DISC,316 STEM,RPTFE SEAT,GRAPHITE STEM PKNG,BARE STEM | 4690.7 | 26 | 2.13 | 8.76 | 12.77 | 1 |  |  |  | 697988682511 | 69798868251 | https://www.milwaukeevalve.com/wp-content/uploads/spec-sheets/HPSeriesLug_2.5-8withLever.pdf | https://www.milwaukeevalve.com/wp-content/uploads/ioms/HPButterflyIOM.pdf |  | 11/07/14
HP0722 | HP1LSS52G1 060 |  | HP1LSS | HP1LSS52G1 | 6 | 74 | 6 | HIGH PERFORMANCE BUTTERFLY,150 LUG,SS BODY,SS DISC,316 STEM,RPTFE SEAT,GRAPHITE STEM PKNG,BARE STEM | 8065.29 | 41.1 | 2.25 | 11 | 18.7 | 1 |  |  |  | 697988589056 | 69798858905 | https://www.milwaukeevalve.com/wp-content/uploads/spec-sheets/HPSeriesLug_2.5-8withLever.pdf | https://www.milwaukeevalve.com/wp-content/uploads/ioms/HPButterflyIOM.pdf |  | 04/23/07
HP0722 | HP1LSS52G1 080 |  | HP1LSS | HP1LSS52G1 | 8 | 74 | 8 | HIGH PERFORMANCE BUTTERFLY,150 LUG,SS BODY,SS DISC,316 STEM,RPTFE SEAT,GRAPHITE STEM PKNG,BARE STEM | 11136.87 | 129 | 2.63 | 13.25 | 19.27 | 1 |  |  |  | 697988695573 | 69798869557 | https://www.milwaukeevalve.com/wp-content/uploads/spec-sheets/HPSeriesLug_2.5-8withLever.pdf | https://www.milwaukeevalve.com/wp-content/uploads/ioms/HPButterflyIOM.pdf |  | 10/27/15
HP0722 | HP1LSS52G1 100 |  | HP1LSS | HP1LSS52G1 | 10 | 74 | 10 | HIGH PERFORMANCE BUTTERFLY,150 LUG,SS BODY,SS DISC,316 STEM,RPTFE SEAT,GRAPHITE STEM PKNG,BARE STEM | 15909.59 | 129 | 2.81 | 16 | 23.15 | 1 |  |  |  | 697988603165 | 69798860316 | https://www.milwaukeevalve.com/wp-content/uploads/spec-sheets/HPSeriesLug_10-24withGear.pdf | https://www.milwaukeevalve.com/wp-content/uploads/ioms/HPButterflyIOM.pdf |  | 09/30/08
HP0722 | HP1LSS52G2 030 |  | HP1LSS | HP1LSS52G2 | 3 | 74 | 3 | HIGH PERFORMANCE BUTTERFLY,150 LUG,SS BODY,SS DISC,316 STEM,RPTFE SEAT,GRAPHITE STEM PKNG,LVR-LK OP | 4222.89 | 14.25 | 1.88 | 7.25 | 11.24 | 1 |  |  |  | 697988682504 | 69798868250 | https://www.milwaukeevalve.com/wp-content/uploads/spec-sheets/HPSeriesLug_2.5-8withLever.pdf | https://www.milwaukeevalve.com/wp-content/uploads/ioms/HPButterflyIOM.pdf |  | 11/07/14
HP0722 | HP1LSS52G2 040 |  | HP1LSS | HP1LSS52G2 | 4 | 74 | 4 | HIGH PERFORMANCE BUTTERFLY,150 LUG,SS BODY,SS DISC,316 STEM,RPTFE SEAT,GRAPHITE STEM PKNG,LVR-LK OP | 4882.59 | 42.434 | 2.13 | 8.76 | 12.77 | 1 |  |  |  | 697988682528 | 69798868252 | https://www.milwaukeevalve.com/wp-content/uploads/spec-sheets/HPSeriesLug_2.5-8withLever.pdf | https://www.milwaukeevalve.com/wp-content/uploads/ioms/HPButterflyIOM.pdf |  | 11/07/14
HP0722 | HP1LSS52G2 060 |  | HP1LSS | HP1LSS52G2 | 6 | 74 | 6 | HIGH PERFORMANCE BUTTERFLY,150 LUG,SS BODY,SS DISC,316 STEM,RPTFE SEAT,GRAPHITE STEM PKNG,LVR-LK OP | 8298.99 | 42.434 | 2.25 | 11 | 18.7 | 1 |  |  |  | 697988588967 | 69798858896 | https://www.milwaukeevalve.com/wp-content/uploads/spec-sheets/HPSeriesLug_2.5-8withLever.pdf | https://www.milwaukeevalve.com/wp-content/uploads/ioms/HPButterflyIOM.pdf |  | 04/18/07
HP0722 | HP1LSS52G3 060 |  | HP1LSS | HP1LSS52G3 | 6 | 74 | 6 | HIGH PERFORMANCE BUTTERFLY,150 LUG,SS BODY,SS DISC,316 STEM,RPTFE SEAT,GRAPHITE STEM PKNG,GEAR OP | 8812.07 | 63.824 | 2.25 | 11 | 18.7 | 1 |  |  |  | 697988699014 | 69798869901 | https://www.milwaukeevalve.com/wp-content/uploads/spec-sheets/HPSeriesLug_2.5-8withGear.pdf | https://www.milwaukeevalve.com/wp-content/uploads/ioms/HPButterflyIOM.pdf |  | 05/03/16
HP0722 | HP1LSS52G3 100 |  | HP1LSS | HP1LSS52G3 | 10 | 74 | 10 | HIGH PERFORMANCE BUTTERFLY,150 LUG,SS BODY,SS DISC,316 STEM,RPTFE SEAT,GRAPHITE STEM PKNG,GEAR OP | 16819.14 | 129 | 2.81 | 16 | 23.15 | 1 |  |  |  | 697988603172 | 69798860317 | https://www.milwaukeevalve.com/wp-content/uploads/spec-sheets/HPSeriesLug_2.5-8withGear.pdf | https://www.milwaukeevalve.com/wp-content/uploads/ioms/HPButterflyIOM.pdf |  | 09/30/08
HP0722 | HP1WCS4111 030 |  | HP1WCS | HP1WCS4111 | 3 | 74 | 3 | HIGH PERFORMANCE BUTTERFLY,150 WAFER,CS BDY,SS DISC,17-4 STEM,PTFE SEAT,PTFE STEM PKNG,BARE STEM OP | 2242.85 | 16 | 1.88 | 5.75 | 11.24 | 1 | 11.9 | 6.4 | 4.5 | 697988577923 | 69798857792 | https://www.milwaukeevalve.com/wp-content/uploads/spec-sheets/HPSeriesLug_2.5-8withLever.pdf | https://www.milwaukeevalve.com/wp-content/uploads/ioms/HPButterflyIOM.pdf |  | 07/27/06
HP0722 | HP1WCS4111 040 |  | HP1WCS | HP1WCS4111 | 4 | 74 | 4 | HIGH PERFORMANCE BUTTERFLY,150 WAFER,CS BDY,SS DISC,17-4 STEM,PTFE SEAT,PTFE STEM PKNG,BARE STEM OP | 2595.06 | 14.928 | 2.13 | 8.76 | 14.25 | 1 | 12.9 | 9 | 4.5 | 697988587984 | 69798858798 | https://www.milwaukeevalve.com/wp-content/uploads/spec-sheets/HPSeriesLug_2.5-8withLever.pdf | https://www.milwaukeevalve.com/wp-content/uploads/ioms/HPButterflyIOM.pdf |  | 03/01/07
HP0722 | HP1WCS4111 060 |  | HP1WCS | HP1WCS4111 | 6 | 74 | 6 | HIGH PERFORMANCE BUTTERFLY,150 WAFER,CS BDY,SS DISC,17-4 STEM,PTFE SEAT,PTFE STEM PKNG,BARE STEM OP | 3593.41 | 31 | 2.25 | 8.62 | 18.69 | 1 | 15.1 | 11.1 | 4.5 | 697988587991 | 69798858799 | https://www.milwaukeevalve.com/wp-content/uploads/spec-sheets/HPSeriesLug_2.5-8withLever.pdf | https://www.milwaukeevalve.com/wp-content/uploads/ioms/HPButterflyIOM.pdf |  | 03/01/07
HP0722 | HP1WCS4112 030 |  | HP1WCS | HP1WCS4112 | 3 | 74 | 3 | HIGH PERFORMANCE BUTTERFLY,150 WAFER,CS BDY,SS DISC,17-4 STEM,PTFE SEAT,PTFE STEM PKNG,LVR-LOCK OP | 2434.81 | 17 | 1.88 | 5.75 | 11.24 | 1 |  |  |  | 697988587304 | 69798858730 | https://www.milwaukeevalve.com/wp-content/uploads/spec-sheets/HPSeriesWafer_3-8withLever.pdf | https://www.milwaukeevalve.com/wp-content/uploads/ioms/HPButterflyIOM.pdf |  | 02/06/07
HP0722 | HP1WCS4112 040 |  | HP1WCS | HP1WCS4112 | 4 | 74 | 4 | HIGH PERFORMANCE BUTTERFLY,150 WAFER,CS BDY,SS DISC,17-4 STEM,PTFE SEAT,PTFE STEM PKNG,LVR-LOCK OP | 2786.98 | 20 | 2.13 | 8.76 | 14.25 | 1 |  |  |  | 697988587960 | 69798858796 | https://www.milwaukeevalve.com/wp-content/uploads/spec-sheets/HPSeriesWafer_3-8withLever.pdf | https://www.milwaukeevalve.com/wp-content/uploads/ioms/HPButterflyIOM.pdf |  | 03/01/07
HP0722 | HP1WCS4112 060 |  | HP1WCS | HP1WCS4112 | 6 | 74 | 6 | HIGH PERFORMANCE BUTTERFLY,150 WAFER,CS BDY,SS DISC,17-4 STEM,PTFE SEAT,PTFE STEM PKNG,LVR-LOCK OP | 3826.98 | 35.208 | 2.25 | 8.62 | 18.69 | 1 |  |  |  | 697988587977 | 69798858797 | https://www.milwaukeevalve.com/wp-content/uploads/spec-sheets/HPSeriesWafer_3-8withLever.pdf | https://www.milwaukeevalve.com/wp-content/uploads/ioms/HPButterflyIOM.pdf |  | 03/01/07
HP0722 | HP1WCS4211 030 |  | HP1WCS | HP1WCS4211 | 3 | 74 | 3 | HIGH PERFORMANCE BUTTERFLY,150 WAFER,CS BDY,SS DISC,17-4 STEM,RPTFE SEAT,PTFE STEM PKNG,BARE STEM OP | 2090.21 | 11.84 | 1.88 | 5.75 | 11.24 | 1 | 11.9 | 6.4 | 4.5 | 697988543034 | 69798854303 | https://www.milwaukeevalve.com/wp-content/uploads/spec-sheets/HPSeriesLug_2.5-8withLever.pdf | https://www.milwaukeevalve.com/wp-content/uploads/ioms/HPButterflyIOM.pdf |  | 02/02/05
HP0722 | HP1WCS4211 040 |  | HP1WCS | HP1WCS4211 | 4 | 74 | 4 | HIGH PERFORMANCE BUTTERFLY,150 WAFER,CS BDY,SS DISC,17-4 STEM,RPTFE SEAT,PTFE STEM PKNG,BARE STEM OP | 2407.3 | 15.3 | 2.13 | 8.76 | 14.25 | 1 | 12.9 | 9 | 4.5 | 697988543041 | 69798854304 | https://www.milwaukeevalve.com/wp-content/uploads/spec-sheets/HPSeriesLug_2.5-8withLever.pdf | https://www.milwaukeevalve.com/wp-content/uploads/ioms/HPButterflyIOM.pdf |  | 02/02/05
HP0722 | HP1WCS4211 060 |  | HP1WCS | HP1WCS4211 | 6 | 74 | 6 | HIGH PERFORMANCE BUTTERFLY,150 WAFER,CS BDY,SS DISC,17-4 STEM,RPTFE SEAT,PTFE STEM PKNG,BARE STEM OP | 3329.35 | 31 | 2.25 | 8.62 | 18.69 | 1 | 15.1 | 11.1 | 4.5 | 697988524552 | 69798852455 | https://www.milwaukeevalve.com/wp-content/uploads/spec-sheets/HPSeriesLug_2.5-8withLever.pdf | https://www.milwaukeevalve.com/wp-content/uploads/ioms/HPButterflyIOM.pdf |  | 05/10/04
HP0722 | HP1WCS4211 080 |  | HP1WCS | HP1WCS4211 | 8 | 74 | 8 | HIGH PERFORMANCE BUTTERFLY,150 WAFER,CS BDY,SS DISC,17-4 STEM,RPTFE SEAT,PTFE STEM PKNG,BARE STEM OP | 4547.51 | 52.42 | 2.63 | 10.5 | 21.67 | 1 | 19.7 | 15 | 7.5 | 697988543065 | 69798854306 | https://www.milwaukeevalve.com/wp-content/uploads/spec-sheets/HPSeriesLug_2.5-8withLever.pdf | https://www.milwaukeevalve.com/wp-content/uploads/ioms/HPButterflyIOM.pdf |  | 02/02/05
HP0722 | HP1WCS4211 100 |  | HP1WCS | HP1WCS4211 | 10 | 74 | 10 | HIGH PERFORMANCE BUTTERFLY,150 WAFER,CS BDY,SS DISC,17-4 STEM,RPTFE SEAT,PTFE STEM PKNG,BARE STEM OP | 8323.22 | 72 | 2.81 | 12.88 | 22.06 | 1 | 22.4 | 17.1 | 7.5 | 697988526402 | 69798852640 | https://www.milwaukeevalve.com/wp-content/uploads/spec-sheets/HPSeriesWafer_10-18withGear.pdf | https://www.milwaukeevalve.com/wp-content/uploads/ioms/HPButterflyIOM.pdf |  | 05/27/04
HP0722 | HP1WCS4211 120 |  | HP1WCS | HP1WCS4211 | 12 | 74 | 12 | HIGH PERFORMANCE BUTTERFLY,150 WAFER,CS BDY,SS DISC,17-4 STEM,RPTFE SEAT,PTFE STEM PKNG,BARE STEM OP | 11268.68 | 119 | 3.19 | 15 | 29.27 | 1 | 25.4 | 19.7 | 7.5 | 697988526280 | 69798852628 | https://www.milwaukeevalve.com/wp-content/uploads/spec-sheets/HPSeriesWafer_10-18withGear.pdf | https://www.milwaukeevalve.com/wp-content/uploads/ioms/HPButterflyIOM.pdf |  | 05/27/04
HP0722 | HP1WCS4211 140 |  | HP1WCS | HP1WCS4211 | 14 | 7L | 14 | HIGH PERFORMANCE BUTTERFLY,150 WAFER,CS BDY,SS DISC,17-4 STEM,RPTFE SEAT,PTFE STEM PKNG,BARE STEM OP | 16450.31 | 254 | 3.63 | 16.25 | 31.74 | 1 |  |  |  | 697988526297 | 69798852629 | https://www.milwaukeevalve.com/wp-content/uploads/spec-sheets/HPSeriesWafer_10-18withGear.pdf | https://www.milwaukeevalve.com/wp-content/uploads/ioms/HPButterflyIOM.pdf |  | 05/27/04
HP0722 | HP1WCS4211 160 |  | HP1WCS | HP1WCS4211 | 16 | 7L | 16 | HIGH PERFORMANCE BUTTERFLY,150 WAFER,CS BDY,SS DISC,17-4 STEM,RPTFE SEAT,PTFE STEM PKNG,BARE STEM OP | 23313.34 | 252 | 4 | 18.5 | 35.96 | 1 |  |  |  | 697988526303 | 69798852630 | https://www.milwaukeevalve.com/wp-content/uploads/spec-sheets/HPSeriesWafer_10-18withGear.pdf | https://www.milwaukeevalve.com/wp-content/uploads/ioms/HPButterflyIOM.pdf |  | 05/27/04
HP0722 | HP1WCS4211 180 |  | HP1WCS | HP1WCS4211 | 18 | 7L | 18 | HIGH PERFORMANCE BUTTERFLY,150 WAFER,CS BDY,SS DISC,17-4 STEM,RPTFE SEAT,PTFE STEM PKNG,BARE STEM OP | 29909.38 | 304 | 4.47 | 21 | 37.74 | 1 |  |  |  | 697988526310 | 69798852631 | https://www.milwaukeevalve.com/wp-content/uploads/spec-sheets/HPSeriesWafer_10-18withGear.pdf | https://www.milwaukeevalve.com/wp-content/uploads/ioms/HPButterflyIOM.pdf |  | 05/27/04
HP0722 | HP1WCS4212 030 |  | HP1WCS | HP1WCS4212 | 3 | 74 | 3 | HIGH PERFORMANCE BUTTERFLY,150 WAFER,CS BDY,SS DISC,17-4 STEM,RPTFE SEAT,PTFE STEM PKNG,LVR-LOCK OP | 2282.15 | 16.48 | 1.88 | 5.75 | 11.24 | 1 |  |  |  | 697988526341 | 69798852634 | https://www.milwaukeevalve.com/wp-content/uploads/spec-sheets/HPSeriesWafer_3-8withLever.pdf | https://www.milwaukeevalve.com/wp-content/uploads/ioms/HPButterflyIOM.pdf |  | 05/27/04
HP0722 | HP1WCS4212 040 |  | HP1WCS | HP1WCS4212 | 4 | 74 | 4 | HIGH PERFORMANCE BUTTERFLY,150 WAFER,CS BDY,SS DISC,17-4 STEM,RPTFE SEAT,PTFE STEM PKNG,LVR-LOCK OP | 2599.18 | 19.504 | 2.13 | 8.76 | 14.25 | 1 |  |  |  | 697988526358 | 69798852635 | https://www.milwaukeevalve.com/wp-content/uploads/spec-sheets/HPSeriesWafer_3-8withLever.pdf | https://www.milwaukeevalve.com/wp-content/uploads/ioms/HPButterflyIOM.pdf |  | 05/27/04
HP0722 | HP1WCS4212 060 |  | HP1WCS | HP1WCS4212 | 6 | 74 | 6 | HIGH PERFORMANCE BUTTERFLY,150 WAFER,CS BDY,SS DISC,17-4 STEM,RPTFE SEAT,PTFE STEM PKNG,LVR-LOCK OP | 3562.89 | 35.208 | 2.25 | 8.62 | 18.69 | 1 |  |  |  | 697988526372 | 69798852637 | https://www.milwaukeevalve.com/wp-content/uploads/spec-sheets/HPSeriesWafer_3-8withLever.pdf | https://www.milwaukeevalve.com/wp-content/uploads/ioms/HPButterflyIOM.pdf |  | 05/27/04
HP0722 | HP1WCS4212 080 |  | HP1WCS | HP1WCS4212 | 8 | 74 | 8 | HIGH PERFORMANCE BUTTERFLY,150 WAFER,CS BDY,SS DISC,17-4 STEM,RPTFE SEAT,PTFE STEM PKNG,LVR-LOCK OP | 4893.74 | 54.66 | 2.63 | 10.5 | 21.67 | 1 |  |  |  | 697988526389 | 69798852638 | https://www.milwaukeevalve.com/wp-content/uploads/spec-sheets/HPSeriesWafer_3-8withLever.pdf | https://www.milwaukeevalve.com/wp-content/uploads/ioms/HPButterflyIOM.pdf |  | 05/27/04
HP0722 | HP1WCS4213 030 |  | HP1WCS | HP1WCS4213 | 3 | 74 | 3 | HIGH PERFORMANCE BUTTERFLY,150 WAFER,CS BDY,SS DISC,17-4 STEM,RPTFE SEAT,PTFE STEM PKNG,GEAR OP | 2824.46 | 22.618 | 1.88 | 5.75 | 11.24 | 1 |  |  |  | 697988532748 | 69798853274 | https://www.milwaukeevalve.com/wp-content/uploads/spec-sheets/HPSeriesWafer_3-8withGear.pdf | https://www.milwaukeevalve.com/wp-content/uploads/ioms/HPButterflyIOM.pdf |  | 07/08/04
HP0722 | HP1WCS4213 040 |  | HP1WCS | HP1WCS4213 | 4 | 74 | 4 | HIGH PERFORMANCE BUTTERFLY,150 WAFER,CS BDY,SS DISC,17-4 STEM,RPTFE SEAT,PTFE STEM PKNG,GEAR OP | 3145.65 | 26 | 2.13 | 8.76 | 14.25 | 1 |  |  |  | 697988532731 | 69798853273 | https://www.milwaukeevalve.com/wp-content/uploads/spec-sheets/HPSeriesWafer_3-8withGear.pdf | https://www.milwaukeevalve.com/wp-content/uploads/ioms/HPButterflyIOM.pdf |  | 07/08/04
HP0722 | HP1WCS4213 060 |  | HP1WCS | HP1WCS4213 | 6 | 74 | 6 | HIGH PERFORMANCE BUTTERFLY,150 WAFER,CS BDY,SS DISC,17-4 STEM,RPTFE SEAT,PTFE STEM PKNG,GEAR OP | 4076.07 | 54.22 | 2.25 | 8.62 | 18.69 | 1 |  |  |  | 697988546189 | 69798854618 | https://www.milwaukeevalve.com/wp-content/uploads/spec-sheets/HPSeriesWafer_3-8withGear.pdf | https://www.milwaukeevalve.com/wp-content/uploads/ioms/HPButterflyIOM.pdf |  | 05/31/05
HP0722 | HP1WCS4213 080 |  | HP1WCS | HP1WCS4213 | 8 | 74 | 8 | HIGH PERFORMANCE BUTTERFLY,150 WAFER,CS BDY,SS DISC,17-4 STEM,RPTFE SEAT,PTFE STEM PKNG,GEAR OP | 5352.71 | 86.66 | 2.63 | 10.5 | 21.67 | 1 |  |  |  | 697988559868 | 69798855986 | https://www.milwaukeevalve.com/wp-content/uploads/spec-sheets/HPSeriesWafer_3-8withGear.pdf | https://www.milwaukeevalve.com/wp-content/uploads/ioms/HPButterflyIOM.pdf |  | 11/08/05
HP0722 | HP1WCS4213 100 |  | HP1WCS | HP1WCS4213 | 10 | 74 | 10 | HIGH PERFORMANCE BUTTERFLY,150 WAFER,CS BDY,SS DISC,17-4 STEM,RPTFE SEAT,PTFE STEM PKNG,GEAR OP | 9232.76 | 111.5 | 2.81 | 12.88 | 22.06 | 1 |  |  |  | 697988544970 | 69798854497 | https://www.milwaukeevalve.com/wp-content/uploads/spec-sheets/HPSeriesWafer_10-18withGear.pdf | https://www.milwaukeevalve.com/wp-content/uploads/ioms/HPButterflyIOM.pdf |  | 04/12/05
HP0722 | HP1WCS4213 120 |  | HP1WCS | HP1WCS4213 | 12 | 74 | 12 | HIGH PERFORMANCE BUTTERFLY,150 WAFER,CS BDY,SS DISC,17-4 STEM,RPTFE SEAT,PTFE STEM PKNG,GEAR OP | 13200.29 | 155 | 3.19 | 15 | 29.27 | 1 |  |  |  | 697988544987 | 69798854498 | https://www.milwaukeevalve.com/wp-content/uploads/spec-sheets/HPSeriesWafer_10-18withGear.pdf | https://www.milwaukeevalve.com/wp-content/uploads/ioms/HPButterflyIOM.pdf |  | 04/12/05
HP0722 | HP1WCS4213 140 |  | HP1WCS | HP1WCS4213 | 14 | 7L | 14 | HIGH PERFORMANCE BUTTERFLY,150 WAFER,CS BDY,SS DISC,17-4 STEM,RPTFE SEAT,PTFE STEM PKNG,GEAR OP | 18632.32 | 254 | 3.63 | 16.25 | 31.74 | 1 |  |  |  | 697988630345 | 69798863034 | https://www.milwaukeevalve.com/wp-content/uploads/spec-sheets/HPSeriesWafer_10-18withGear.pdf | https://www.milwaukeevalve.com/wp-content/uploads/ioms/HPButterflyIOM.pdf |  | 06/08/10
HP0722 | HP1WCS4213 160 |  | HP1WCS | HP1WCS4213 | 16 | 7L | 16 | HIGH PERFORMANCE BUTTERFLY,150 WAFER,CS BDY,SS DISC,17-4 STEM,RPTFE SEAT,PTFE STEM PKNG,GEAR OP | 25495.33 | 368 | 4 | 18.5 | 35.96 | 1 |  |  |  | 697988540637 | 69798854063 | https://www.milwaukeevalve.com/wp-content/uploads/spec-sheets/HPSeriesWafer_10-18withGear.pdf | https://www.milwaukeevalve.com/wp-content/uploads/ioms/HPButterflyIOM.pdf |  | 11/11/04
HP0722 | HP1WCS4213 180 |  | HP1WCS | HP1WCS4213 | 18 | 7L | 18 | HIGH PERFORMANCE BUTTERFLY,150 WAFER,CS BDY,SS DISC,17-4 STEM,RPTFE SEAT,PTFE STEM PKNG,GEAR OP | 32095.49 | 460 | 4.47 | 21 | 37.74 | 1 |  |  |  | 697988630376 | 69798863037 | https://www.milwaukeevalve.com/wp-content/uploads/spec-sheets/HPSeriesWafer_10-18withGear.pdf | https://www.milwaukeevalve.com/wp-content/uploads/ioms/HPButterflyIOM.pdf |  | 06/10/10
HP0722 | HP1WCS42G1 040 |  | HP1WCS | HP1WCS42G1 | 4 | 74 | 4 | HIGH PERFORMANCE BUTTERFLY,150 WAFER,CS BDY,SS DISC,17-4 STEM,RPTFE SEAT,GRAPHITE PKNG,BARE STEM OP | 2476.55 | 24 | 2.13 | 8.76 | 14.25 | 1 |  |  |  | 697988708099 | 69798870809 | https://www.milwaukeevalve.com/wp-content/uploads/spec-sheets/HPSeriesWafer_3-8withLever.pdf | https://www.milwaukeevalve.com/wp-content/uploads/ioms/HPButterflyIOM.pdf |  | 05/30/17
HP0722 | HP1WCS42G1 060 |  | HP1WCS | HP1WCS42G1 | 6 | 74 | 6 | HIGH PERFORMANCE BUTTERFLY,150 WAFER,CS BDY,SS DISC,17-4 STEM,RPTFE SEAT,GRAPHITE PKNG,BARE STEM OP | 3431.78 | 0 | 2.25 | 8.62 | 18.69 | 0 |  |  |  | 697988724990 | 69798872499 | https://www.milwaukeevalve.com/wp-content/uploads/spec-sheets/HPSeriesLug_2.5-8withLever.pdf | https://www.milwaukeevalve.com/wp-content/uploads/ioms/HPButterflyIOM.pdf |  | 03/05/19
HP0722 | HP1WCS42G1 080 |  | HP1WCS | HP1WCS42G1 | 8 | 74 | 8 | HIGH PERFORMANCE BUTTERFLY,150 WAFER,CS BDY,SS DISC,17-4 STEM,RPTFE SEAT,GRAPHITE PKNG,BARE STEM OP | 4663.82 | 0 | 2.63 | 10.5 | 21.67 | 0 |  |  |  | 697988725027 | 69798872502 | https://www.milwaukeevalve.com/wp-content/uploads/spec-sheets/HPSeriesLug_2.5-8withLever.pdf | https://www.milwaukeevalve.com/wp-content/uploads/ioms/HPButterflyIOM.pdf |  | 03/05/19
HP0722 | HP1WCS42G1 100 |  | HP1WCS | HP1WCS42G1 | 10 | 74 | 10 | HIGH PERFORMANCE BUTTERFLY,150 WAFER,CS BDY,SS DISC,17-4 STEM,RPTFE SEAT,GRAPHITE PKNG,BARE STEM OP | 8558.52 | 0 | 2.81 | 12.88 | 22.06 | 0 |  |  |  | 697988725041 | 69798872504 | https://www.milwaukeevalve.com/wp-content/uploads/spec-sheets/HPSeriesWafer_10-18withGear.pdf | https://www.milwaukeevalve.com/wp-content/uploads/ioms/HPButterflyIOM.pdf |  | 03/05/19
HP0722 | HP1WCS42G2 040 |  | HP1WCS | HP1WCS42G2 | 4 | 74 | 4 | HIGH PERFORMANCE BUTTERFLY,150 WAFER,CS BDY,SS DISC,17-4 STEM,RPTFE SEAT,GRAPHITE PKNG,LVR-LOCK OP | 2668.43 | 24.952 | 2.13 | 8.76 | 14.25 | 1 |  |  |  | 697988708105 | 69798870810 | https://www.milwaukeevalve.com/wp-content/uploads/spec-sheets/HPSeriesWafer_3-8withLever.pdf | https://www.milwaukeevalve.com/wp-content/uploads/ioms/HPButterflyIOM.pdf |  | 05/30/17
HP0722 | HP1WCS42G2 060 |  | HP1WCS | HP1WCS42G2 | 6 | 74 | 6 | HIGH PERFORMANCE BUTTERFLY,150 WAFER,CS BDY,SS DISC,17-4 STEM,RPTFE SEAT,GRAPHITE PKNG,LVR-LOCK OP | 3665.34 | 38 | 2.25 | 8.62 | 18.69 | 0 |  |  |  | 697988725003 | 69798872500 | https://www.milwaukeevalve.com/wp-content/uploads/spec-sheets/HPSeriesWafer_3-8withLever.pdf | https://www.milwaukeevalve.com/wp-content/uploads/ioms/HPButterflyIOM.pdf |  | 03/05/19
HP0722 | HP1WCS42G3 080 |  | HP1WCS | HP1WCS42G3 | 8 | 74 | 8 | HIGH PERFORMANCE BUTTERFLY,150 WAFER,CS BDY,SS DISC,17-4 STEM,RPTFE SEAT,GRAPHITE PKNG,GEAR OP | 5468.99 | 86.7 | 2.63 | 10.5 | 21.67 | 0 |  |  |  | 697988725034 | 69798872503 | https://www.milwaukeevalve.com/wp-content/uploads/spec-sheets/HPSeriesWafer_3-8withGear.pdf | https://www.milwaukeevalve.com/wp-content/uploads/ioms/HPButterflyIOM.pdf |  | 03/05/19
HP0722 | HP1WCS42G3 100 |  | HP1WCS | HP1WCS42G3 | 10 | 74 | 10 | HIGH PERFORMANCE BUTTERFLY,150 WAFER,CS BDY,SS DISC,17-4 STEM,RPTFE SEAT,GRAPHITE PKNG,GEAR OP | 9468.1 | 111.5 | 2.81 | 12.88 | 22.06 | 0 |  |  |  | 697988725058 | 69798872505 | https://www.milwaukeevalve.com/wp-content/uploads/spec-sheets/HPSeriesWafer_3-8withGear.pdf | https://www.milwaukeevalve.com/wp-content/uploads/ioms/HPButterflyIOM.pdf |  | 03/05/19
HP0722 | HP1WSS4111 040 |  | HP1WSS | HP1WSS4111 | 4 | 74 | 4 | HIGH PERFORMANCE BUTTERFLY,150 WAFER,SS BDY,SS DISC,17-4 STEM,PTFE SEAT,PTFE STEM PKNG,BARE STEM OP | 3600.51 | 19 | 2.13 | 8.76 | 14.25 | 1 |  |  |  | 697988584440 | 69798858444 | https://www.milwaukeevalve.com/wp-content/uploads/spec-sheets/HPSeriesLug_2.5-8withLever.pdf | https://www.milwaukeevalve.com/wp-content/uploads/ioms/HPButterflyIOM.pdf |  | 10/04/06
HP0722 | HP1WSS4211 030 |  | HP1WSS | HP1WSS4211 | 3 | 74 | 3 | HIGH PERFORMANCE BUTTERFLY,150 WAFER,SS BDY,SS DISC,17-4 STEM,RPTFE SEAT,PTFE STEM PKNG,BARE STEM OP | 3016.35 | 11.84 | 3 | 2.3 | 11.22 | 1 | 11.9 | 6.4 | 4.5 | 697988527010 | 69798852701 | https://www.milwaukeevalve.com/wp-content/uploads/spec-sheets/HPSeriesLug_2.5-8withLever.pdf | https://www.milwaukeevalve.com/wp-content/uploads/ioms/HPButterflyIOM.pdf |  | 06/01/04
HP0722 | HP1WSS4211 040 |  | HP1WSS | HP1WSS4211 | 4 | 74 | 4 | HIGH PERFORMANCE BUTTERFLY,150 WAFER,SS BDY,SS DISC,17-4 STEM,RPTFE SEAT,PTFE STEM PKNG,BARE STEM OP | 3412.71 | 16.22 | 2.13 | 8.76 | 14.25 | 1 | 12.9 | 9 | 4.5 | 697988543089 | 69798854308 | https://www.milwaukeevalve.com/wp-content/uploads/spec-sheets/HPSeriesLug_2.5-8withLever.pdf | https://www.milwaukeevalve.com/wp-content/uploads/ioms/HPButterflyIOM.pdf |  | 02/02/05
HP0722 | HP1WSS4211 060 |  | HP1WSS | HP1WSS4211 | 6 | 74 | 6 | HIGH PERFORMANCE BUTTERFLY,150 WAFER,SS BDY,SS DISC,17-4 STEM,RPTFE SEAT,PTFE STEM PKNG,BARE STEM OP | 5373.59 | 31 | 2.25 | 8.62 | 18.69 | 1 | 15.1 | 11.1 | 4.5 | 697988543102 | 69798854310 | https://www.milwaukeevalve.com/wp-content/uploads/spec-sheets/HPSeriesLug_2.5-8withLever.pdf | https://www.milwaukeevalve.com/wp-content/uploads/ioms/HPButterflyIOM.pdf |  | 02/02/05
HP0722 | HP1WSS4211 080 |  | HP1WSS | HP1WSS4211 | 8 | 74 | 8 | HIGH PERFORMANCE BUTTERFLY,150 WAFER,SS BDY,SS DISC,17-4 STEM,RPTFE SEAT,PTFE STEM PKNG,BARE STEM OP | 7797.53 | 52 | 2.63 | 10.5 | 21.67 | 1 | 19.7 | 15 | 7.5 | 697988543119 | 69798854311 | https://www.milwaukeevalve.com/wp-content/uploads/spec-sheets/HPSeriesLug_2.5-8withLever.pdf | https://www.milwaukeevalve.com/wp-content/uploads/ioms/HPButterflyIOM.pdf |  | 02/02/05
HP0722 | HP1WSS4211 100 |  | HP1WSS | HP1WSS4211 | 10 | 74 | 10 | HIGH PERFORMANCE BUTTERFLY,150 WAFER,SS BDY,SS DISC,17-4 STEM,RPTFE SEAT,PTFE STEM PKNG,BARE STEM OP | 12891.6 | 78.52 | 2.81 | 12.88 | 22.06 | 1 | 22.4 | 17.1 | 7.5 | 697988526440 | 69798852644 | https://www.milwaukeevalve.com/wp-content/uploads/spec-sheets/HPSeriesWafer_10-18withGear.pdf | https://www.milwaukeevalve.com/wp-content/uploads/ioms/HPButterflyIOM.pdf |  | 05/27/04
HP0722 | HP1WSS4211 120 |  | HP1WSS | HP1WSS4211 | 12 | 74 | 12 | HIGH PERFORMANCE BUTTERFLY,150 WAFER,SS BDY,SS DISC,17-4 STEM,RPTFE SEAT,PTFE STEM PKNG,BARE STEM OP | 17864.68 | 117 | 3.19 | 15 | 29.27 | 1 | 25.4 | 19.7 | 7.5 | 697988526457 | 69798852645 | https://www.milwaukeevalve.com/wp-content/uploads/spec-sheets/HPSeriesWafer_10-18withGear.pdf | https://www.milwaukeevalve.com/wp-content/uploads/ioms/HPButterflyIOM.pdf |  | 05/27/04
HP0722 | HP1WSS4211 140 |  | HP1WSS | HP1WSS4211 | 14 | 7L | 14 | HIGH PERFORMANCE BUTTERFLY,150 WAFER,SS BDY,SS DISC,17-4 STEM,RPTFE SEAT,PTFE STEM PKNG,BARE STEM OP | 30017.81 | 152 | 3.63 | 16.25 | 31.74 | 1 |  |  |  | 697988526464 | 69798852646 | https://www.milwaukeevalve.com/wp-content/uploads/spec-sheets/HPSeriesWafer_10-18withGear.pdf | https://www.milwaukeevalve.com/wp-content/uploads/ioms/HPButterflyIOM.pdf |  | 05/27/04
HP0722 | HP1WSS4211 160 |  | HP1WSS | HP1WSS4211 | 16 | 7L | 16 | HIGH PERFORMANCE BUTTERFLY,150 WAFER,SS BDY,SS DISC,17-4 STEM,RPTFE SEAT,PTFE STEM PKNG,BARE STEM OP | 33397.12 | 203 | 4 | 18.5 | 35.96 | 1 |  |  |  | 697988524972 | 69798852497 | https://www.milwaukeevalve.com/wp-content/uploads/spec-sheets/HPSeriesWafer_10-18withGear.pdf | https://www.milwaukeevalve.com/wp-content/uploads/ioms/HPButterflyIOM.pdf |  | 05/13/04
HP0722 | HP1WSS4211 180 |  | HP1WSS | HP1WSS4211 | 18 | 7L | 18 | HIGH PERFORMANCE BUTTERFLY,150 WAFER,SS BDY,SS DISC,17-4 STEM,RPTFE SEAT,PTFE STEM PKNG,BARE STEM OP | 46359.68 | 304 | 4.47 | 21 | 37.74 | 1 |  |  |  | 697988526471 | 69798852647 | https://www.milwaukeevalve.com/wp-content/uploads/spec-sheets/HPSeriesWafer_10-18withGear.pdf | https://www.milwaukeevalve.com/wp-content/uploads/ioms/HPButterflyIOM.pdf |  | 05/27/04
HP0722 | HP1WSS4212 030 |  | HP1WSS | HP1WSS4212 | 3 | 74 | 3 | HIGH PERFORMANCE BUTTERFLY,150 WAFER,SS BDY,SS DISC,17-4 STEM,RPTFE SEAT,PTFE STEM PKNG,LVR-LOCK OP | 3204.12 | 15.764 | 1.88 | 5.75 | 11.24 | 1 |  |  |  | 697988526426 | 69798852642 | https://www.milwaukeevalve.com/wp-content/uploads/spec-sheets/HPSeriesWafer_3-8withLever.pdf | https://www.milwaukeevalve.com/wp-content/uploads/ioms/HPButterflyIOM.pdf |  | 05/27/04
HP0722 | HP1WSS4212 040 |  | HP1WSS | HP1WSS4212 | 4 | 74 | 4 | HIGH PERFORMANCE BUTTERFLY,150 WAFER,SS BDY,SS DISC,17-4 STEM,RPTFE SEAT,PTFE STEM PKNG,LVR-LOCK OP | 3604.6 | 20.048 | 2.13 | 8.76 | 14.25 | 1 |  |  |  | 697988524453 | 69798852445 | https://www.milwaukeevalve.com/wp-content/uploads/spec-sheets/HPSeriesWafer_3-8withLever.pdf | https://www.milwaukeevalve.com/wp-content/uploads/ioms/HPButterflyIOM.pdf |  | 05/06/04
HP0722 | HP1WSS4212 060 |  | HP1WSS | HP1WSS4212 | 6 | 74 | 6 | HIGH PERFORMANCE BUTTERFLY,150 WAFER,SS BDY,SS DISC,17-4 STEM,RPTFE SEAT,PTFE STEM PKNG,LVR-LOCK OP | 5607.23 | 35.526 | 2.25 | 8.62 | 18.69 | 1 |  |  |  | 697988524460 | 69798852446 | https://www.milwaukeevalve.com/wp-content/uploads/spec-sheets/HPSeriesWafer_3-8withLever.pdf | https://www.milwaukeevalve.com/wp-content/uploads/ioms/HPButterflyIOM.pdf |  | 05/07/04
HP0722 | HP1WSS4212 080 |  | HP1WSS | HP1WSS4212 | 8 | 74 | 8 | HIGH PERFORMANCE BUTTERFLY,150 WAFER,SS BDY,SS DISC,17-4 STEM,RPTFE SEAT,PTFE STEM PKNG,LVR-LOCK OP | 8143.82 | 54.66 | 2.63 | 10.5 | 21.67 | 1 |  |  |  | 697988524477 | 69798852447 | https://www.milwaukeevalve.com/wp-content/uploads/spec-sheets/HPSeriesWafer_3-8withLever.pdf | https://www.milwaukeevalve.com/wp-content/uploads/ioms/HPButterflyIOM.pdf |  | 05/07/04
HP0722 | HP1WSS4213 040 |  | HP1WSS | HP1WSS4213 | 4 | 74 | 4 | HIGH PERFORMANCE BUTTERFLY,150 WAFER,SS BDY,SS DISC,17-4 STEM,RPTFE SEAT,PTFE STEM PKNG,GEAR OP | 4151.15 | 28.26 | 2.13 | 8.76 | 14.25 | 1 |  |  |  | 697988632943 | 69798863294 | https://www.milwaukeevalve.com/wp-content/uploads/spec-sheets/HPSeriesWafer_3-8withGear.pdf | https://www.milwaukeevalve.com/wp-content/uploads/ioms/HPButterflyIOM.pdf |  | 09/02/10
HP0722 | HP1WSS4213 060 |  | HP1WSS | HP1WSS4213 | 6 | 74 | 6 | HIGH PERFORMANCE BUTTERFLY,150 WAFER,SS BDY,SS DISC,17-4 STEM,RPTFE SEAT,PTFE STEM PKNG,GEAR OP | 6120.31 | 64 | 2.25 | 8.62 | 18.69 | 1 |  |  |  | 697988591189 | 69798859118 | https://www.milwaukeevalve.com/wp-content/uploads/spec-sheets/HPSeriesWafer_3-8withGear.pdf | https://www.milwaukeevalve.com/wp-content/uploads/ioms/HPButterflyIOM.pdf |  | 07/06/07
HP0722 | HP1WSS4213 080 |  | HP1WSS | HP1WSS4213 | 8 | 74 | 8 | HIGH PERFORMANCE BUTTERFLY,150 WAFER,SS BDY,SS DISC,17-4 STEM,RPTFE SEAT,PTFE STEM PKNG,GEAR OP | 8602.72 | 93 | 2.63 | 10.5 | 21.67 | 1 |  |  |  | 697988568587 | 69798856858 | https://www.milwaukeevalve.com/wp-content/uploads/spec-sheets/HPSeriesWafer_3-8withGear.pdf | https://www.milwaukeevalve.com/wp-content/uploads/ioms/HPButterflyIOM.pdf |  | 01/11/06
HP0722 | HP1WSS4213 100 |  | HP1WSS | HP1WSS4213 | 10 | 74 | 10 | HIGH PERFORMANCE BUTTERFLY,150 WAFER,SS BDY,SS DISC,17-4 STEM,RPTFE SEAT,PTFE STEM PKNG,GEAR OP | 13801.09 | 112.8 | 2.81 | 12.88 | 22.06 | 1 |  |  |  | 697988572881 | 69798857288 | https://www.milwaukeevalve.com/wp-content/uploads/spec-sheets/HPSeriesWafer_10-18withGear.pdf | https://www.milwaukeevalve.com/wp-content/uploads/ioms/HPButterflyIOM.pdf |  | 05/19/06
HP0722 | HP1WSS4213 120 |  | HP1WSS | HP1WSS4213 | 12 | 74 | 12 | HIGH PERFORMANCE BUTTERFLY,150 WAFER,SS BDY,SS DISC,17-4 STEM,RPTFE SEAT,PTFE STEM PKNG,GEAR OP | 19796.29 | 188 | 3.19 | 15 | 29.27 | 1 |  |  |  | 697988572898 | 69798857289 | https://www.milwaukeevalve.com/wp-content/uploads/spec-sheets/HPSeriesWafer_10-18withGear.pdf | https://www.milwaukeevalve.com/wp-content/uploads/ioms/HPButterflyIOM.pdf |  | 05/19/06
HP0722 | HP1WSS4213 140 |  | HP1WSS | HP1WSS4213 | 14 | 7L | 14 | HIGH PERFORMANCE BUTTERFLY,150 WAFER,SS BDY,SS DISC,17-4 STEM,RPTFE SEAT,PTFE STEM PKNG,GEAR OP | 32199.81 | 280 | 3.63 | 16.25 | 31.74 | 1 |  |  |  | 697988669628 | 69798866962 | https://www.milwaukeevalve.com/wp-content/uploads/spec-sheets/HPSeriesWafer_10-18withGear.pdf | https://www.milwaukeevalve.com/wp-content/uploads/ioms/HPButterflyIOM.pdf |  | 07/30/13
HP0722 | HP1WSS4213 160 |  | HP1WSS | HP1WSS4213 | 16 | 7L | 16 | HIGH PERFORMANCE BUTTERFLY,150 WAFER,SS BDY,SS DISC,17-4 STEM,RPTFE SEAT,PTFE STEM PKNG,GEAR OP | 35579.15 | 368 | 4 | 18.5 | 35.96 | 1 |  |  |  | 697988652293 | 69798865229 | https://www.milwaukeevalve.com/wp-content/uploads/spec-sheets/HPSeriesWafer_10-18withGear.pdf | https://www.milwaukeevalve.com/wp-content/uploads/ioms/HPButterflyIOM.pdf |  | 08/31/12
HP0722 | HP1WSS5111 030 |  | HP1WSS | HP1WSS5111 | 3 | 74 | 3 | HIGH PERFORMANCE BUTTERFLY,150 WAFER,SS BDY,SS DISC,316 STEM,PTFE SEAT,PTFE STEM PKNG,BARE STM OP | 3245.2 | 26 | 1.88 | 5.75 | 11.24 | 1 | 11.9 | 6.4 | 4.5 | 697988649064 | 69798864906 | https://www.milwaukeevalve.com/wp-content/uploads/spec-sheets/HPSeriesLug_2.5-8withLever.pdf | https://www.milwaukeevalve.com/wp-content/uploads/ioms/HPButterflyIOM.pdf |  | 07/09/12
HP0722 | HP1WSS5111 040 |  | HP1WSS | HP1WSS5111 | 4 | 74 | 4 | HIGH PERFORMANCE BUTTERFLY,150 WAFER,SS BDY,SS DISC,316 STEM,PTFE SEAT,PTFE STEM PKNG,BARE STM OP | 3699.45 | 19 | 2.13 | 8.76 | 14.25 | 1 | 12.9 | 9 | 4.5 | 697988591370 | 69798859137 | https://www.milwaukeevalve.com/wp-content/uploads/spec-sheets/HPSeriesLug_2.5-8withLever.pdf | https://www.milwaukeevalve.com/wp-content/uploads/ioms/HPButterflyIOM.pdf |  | 07/12/07
HP0722 | HP1WSS5112 030 |  | HP1WSS | HP1WSS5112 | 3 | 74 | 3 | HIGH PERFORMANCE BUTTERFLY,150 WAFER,SS BDY,SS DISC,316 STEM,PTFE SEAT,PTFE STEM PKNG,LVR-LOCK OP | 3432.94 | 26 | 1.88 | 5.75 | 11.24 | 1 |  |  |  | 697988649088 | 69798864908 | https://www.milwaukeevalve.com/wp-content/uploads/spec-sheets/HPSeriesWafer_3-8withLever.pdf | https://www.milwaukeevalve.com/wp-content/uploads/ioms/HPButterflyIOM.pdf |  | 07/09/12
HP0722 | HP1WSS5112 040 |  | HP1WSS | HP1WSS5112 | 4 | 74 | 4 | HIGH PERFORMANCE BUTTERFLY,150 WAFER,SS BDY,SS DISC,316 STEM,PTFE SEAT,PTFE STEM PKNG,LVR-LOCK OP | 3891.34 | 20.048 | 2.13 | 8.76 | 14.25 | 1 |  |  |  | 697988649071 | 69798864907 | https://www.milwaukeevalve.com/wp-content/uploads/spec-sheets/HPSeriesWafer_3-8withLever.pdf | https://www.milwaukeevalve.com/wp-content/uploads/ioms/HPButterflyIOM.pdf |  | 07/09/12
HP0722 | HP1WSS5211 080 |  | HP1WSS | HP1WSS5211 | 8 | 74 | 8 | HIGH PERFORMANCE BUTTERFLY,150 WAFER,SS BDY,SS DISC,316 STEM,RPTFE SEAT,PTFE STEM PKNG,BARE STEM OP | 8079.27 | 54.46 | 2.63 | 10.5 | 21.67 | 1 | 19.7 | 15 | 7.5 | 697988636712 | 69798863671 | https://www.milwaukeevalve.com/wp-content/uploads/spec-sheets/HPSeriesLug_2.5-8withLever.pdf | https://www.milwaukeevalve.com/wp-content/uploads/ioms/HPButterflyIOM.pdf |  | 01/05/11
HP0722 | HP1WSS5212 080 |  | HP1WSS | HP1WSS5212 | 8 | 74 | 8 | HIGH PERFORMANCE BUTTERFLY,150 WAFER,SS BDY,SS DISC,316 STEM,RPTFE SEAT,PTFE STEM PKNG,LVR-LOCK OP | 8425.51 | 54.66 | 2.63 | 10.5 | 21.67 | 1 |  |  |  | 697988636705 | 69798863670 | https://www.milwaukeevalve.com/wp-content/uploads/spec-sheets/HPSeriesWafer_3-8withLever.pdf | https://www.milwaukeevalve.com/wp-content/uploads/ioms/HPButterflyIOM.pdf |  | 01/05/11
HP0722 | HP3LCS4111 030 |  | HP3LCS | HP3LCS4111 | 3 | 74 | 3 | HIGH PERFORMANCE BUTTERFLY,300 LUG,CS BODY,SS DISC,17-4 STEM,PTFE SEAT,PTFE STEM PKNG,BARE STEM OP | 3294.3 | 17.244 | 1.88 | 5.75 | 13.45 | 1 | 12.9 | 9 | 4.5 | 697988639126 | 69798863912 | https://www.milwaukeevalve.com/wp-content/uploads/spec-sheets/HPSeriesLug_2.5-8withLever.pdf | https://www.milwaukeevalve.com/wp-content/uploads/ioms/HPButterflyIOM.pdf |  | 05/12/11
HP0722 | HP3LCS4111 060 |  | HP3LCS | HP3LCS4111 | 6 | 74 | 6 | HIGH PERFORMANCE BUTTERFLY,300 LUG,CS BODY,SS DISC,17-4 STEM,PTFE SEAT,PTFE STEM PKNG,BARE STEM OP | 6109.12 | 48 | 2.31 | 11 | 16.56 | 1 | 15.1 | 11.1 | 4.5 | 697988634572 | 69798863457 | https://www.milwaukeevalve.com/wp-content/uploads/spec-sheets/HPSeriesLug_2.5-8withLever.pdf | https://www.milwaukeevalve.com/wp-content/uploads/ioms/HPButterflyIOM.pdf |  | 11/19/10
HP0722 | HP3LCS4111 080 |  | HP3LCS | HP3LCS4111 | 8 | 74 | 8 | HIGH PERFORMANCE BUTTERFLY,300 LUG,CS BODY,SS DISC,17-4 STEM,PTFE SEAT,PTFE STEM PKNG,BARE STEM OP | 8521.74 | 74 | 2.88 | 13.25 | 21.67 | 1 |  |  |  | 697988589698 | 69798858969 | https://www.milwaukeevalve.com/wp-content/uploads/spec-sheets/HPSeriesLug_2.5-8withLever.pdf | https://www.milwaukeevalve.com/wp-content/uploads/ioms/HPButterflyIOM.pdf |  | 05/30/07
HP0722 | HP3LCS4112 030 |  | HP3LCS | HP3LCS4112 | 3 | 74 | 3 | HIGH PERFORMANCE BUTTERFLY,300 LUG,CS BODY,SS DISC,17-4 STEM,PTFE SEAT,PTFE STEM PKNG,LVR-LOCK OP | 3486.16 | 21.566 | 1.88 | 5.75 | 13.45 | 1 |  |  |  | 697988639133 | 69798863913 | https://www.milwaukeevalve.com/wp-content/uploads/spec-sheets/HPSeriesLug_2.5-8withLever.pdf | https://www.milwaukeevalve.com/wp-content/uploads/ioms/HPButterflyIOM.pdf |  | 05/12/11
HP0722 | HP3LCS4112 040 |  | HP3LCS | HP3LCS4112 | 4 | 74 | 4 | HIGH PERFORMANCE BUTTERFLY,300 LUG,CS BODY,SS DISC,17-4 STEM,PTFE SEAT,PTFE STM PKG,LVR-LOCK OP | 4013.56 | 29.05 | 2.13 | 8.76 | 12.77 | 0 |  |  |  | 697988751958 | 69798875195 | https://www.milwaukeevalve.com/wp-content/uploads/spec-sheets/HPSeriesWafer_3-8withLever.pdf | https://www.milwaukeevalve.com/wp-content/uploads/ioms/HPButterflyIOM.pdf |  | 08/16/21
HP0722 | HP3LCS4112 060 |  | HP3LCS | HP3LCS4112 | 6 | 74 | 6 | HIGH PERFORMANCE BUTTERFLY,300 LUG,CS BODY,SS DISC,17-4 STEM,PTFE SEAT,PTFE STM PKG,LVR-LOCK OP | 6342.7 | 52.85 | 2.31 | 11 | 16.56 | 0 |  |  |  | 697988751965 | 69798875196 | https://www.milwaukeevalve.com/wp-content/uploads/spec-sheets/HPSeriesWafer_3-8withLever.pdf | https://www.milwaukeevalve.com/wp-content/uploads/ioms/HPButterflyIOM.pdf |  | 08/16/21
HP0722 | HP3LCS4113 080 |  | HP3LCS | HP3LCS4113 | 8 | 74 | 8 | HIGH PERFORMANCE BUTTERFLY,300 LUG,CS BODY,SS DISC,17-4 STEM,PTFE SEAT,PTFE STEM PKNG,GEAR OP | 9326.97 | 110 | 2.88 | 13.25 | 21.67 | 1 |  |  |  | 697988589704 | 69798858970 | https://www.milwaukeevalve.com/wp-content/uploads/spec-sheets/HPSeriesLug_2.5-8withGear.pdf | https://www.milwaukeevalve.com/wp-content/uploads/ioms/HPButterflyIOM.pdf |  | 05/30/07
HP0722 | HP3LCS4113 120 |  | HP3LCS | HP3LCS4113 | 12 | 74 | 12 | HIGH PERFORMANCE BUTTERFLY,300 LUG,CS BODY,SS DISC,17-4 STEM,PTFE SEAT,PTFE STM PKG,GEAR OP | 20577.78 | 277 | 3.63 | 20.25 | 31.18 | 1 |  |  |  | 697988714434 | 69798871443 | https://www.milwaukeevalve.com/wp-content/uploads/spec-sheets/HPSeriesLug_10-24withGear.pdf | https://www.milwaukeevalve.com/wp-content/uploads/ioms/HPButterflyIOM.pdf |  | 03/05/18
HP0722 | HP3LCS4211 025 |  | HP3LCS | HP3LCS4211 | 2 1/2 | 74 | 2.5 | HIGH PERFORMANCE BUTTERFLY,300 LUG,CS BODY,SS DISC,17-4 STEM,RPTFE SEAT,PTFE STEM PKG,BARE STEM OP | 3141.57 | 16 | 1.88 | 5.06 | 12.01 | 1 | 12.9 | 9 | 4.5 | 697988543126 | 69798854312 | https://www.milwaukeevalve.com/wp-content/uploads/spec-sheets/HPSeriesLug_2.5-8withLever.pdf | https://www.milwaukeevalve.com/wp-content/uploads/ioms/HPButterflyIOM.pdf |  | 02/02/05
HP0722 | HP3LCS4211 030 |  | HP3LCS | HP3LCS4211 | 3 | 74 | 3 | HIGH PERFORMANCE BUTTERFLY,300 LUG,CS BODY,SS DISC,17-4 STEM,RPTFE SEAT,PTFE STEM PKG,BARE STEM OP | 3141.57 | 18.2 | 1.88 | 5.75 | 13.45 | 1 | 12.9 | 9 | 4.5 | 697988543133 | 69798854313 | https://www.milwaukeevalve.com/wp-content/uploads/spec-sheets/HPSeriesLug_2.5-8withLever.pdf | https://www.milwaukeevalve.com/wp-content/uploads/ioms/HPButterflyIOM.pdf |  | 02/02/05
HP0722 | HP3LCS4211 040 |  | HP3LCS | HP3LCS4211 | 4 | 74 | 4 | HIGH PERFORMANCE BUTTERFLY,300 LUG,CS BODY,SS DISC,17-4 STEM,RPTFE SEAT,PTFE STEM PKG,BARE STEM OP | 3633.86 | 24 | 2.13 | 8.76 | 12.77 | 1 | 14 | 11 | 5.7 | 697988543140 | 69798854314 | https://www.milwaukeevalve.com/wp-content/uploads/spec-sheets/HPSeriesLug_2.5-8withLever.pdf | https://www.milwaukeevalve.com/wp-content/uploads/ioms/HPButterflyIOM.pdf |  | 02/02/05
HP0722 | HP3LCS4211 050 |  | HP3LCS | HP3LCS4211 | 5 | 74 | 5 | HIGH PERFORMANCE BUTTERFLY,300 LUG,CS BODY,SS DISC,17-4 STEM,RPTFE SEAT,PTFE STEM PKG,BARE STEM OP | 5845.06 | 35 | 2.13 | 10.75 | 18.7 | 1 | 15.1 | 11.1 | 4.5 | 697988543164 | 69798854316 | https://www.milwaukeevalve.com/wp-content/uploads/spec-sheets/HPSeriesLug_2.5-8withLever.pdf | https://www.milwaukeevalve.com/wp-content/uploads/ioms/HPButterflyIOM.pdf |  | 02/02/05
HP0722 | HP3LCS4211 060 |  | HP3LCS | HP3LCS4211 | 6 | 74 | 6 | HIGH PERFORMANCE BUTTERFLY,300 LUG,CS BODY,SS DISC,17-4 STEM,RPTFE SEAT,PTFE STEM PKG,BARE STEM OP | 5845.06 | 48 | 2.31 | 11 | 16.56 | 1 | 15.1 | 11.1 | 4.5 | 697988543157 | 69798854315 | https://www.milwaukeevalve.com/wp-content/uploads/spec-sheets/HPSeriesLug_2.5-8withLever.pdf | https://www.milwaukeevalve.com/wp-content/uploads/ioms/HPButterflyIOM.pdf |  | 02/02/05
HP0722 | HP3LCS4211 080 |  | HP3LCS | HP3LCS4211 | 8 | 74 | 8 | HIGH PERFORMANCE BUTTERFLY,300 LUG,CS BODY,SS DISC,17-4 STEM,RPTFE SEAT,PTFE STEM PKG,BARE STEM OP | 8177.15 | 73.73 | 2.88 | 13.25 | 21.67 | 1 | 19.7 | 15 | 7.5 | 697988537002 | 69798853700 | https://www.milwaukeevalve.com/wp-content/uploads/spec-sheets/HPSeriesLug_2.5-8withLever.pdf | https://www.milwaukeevalve.com/wp-content/uploads/ioms/HPButterflyIOM.pdf |  | 08/23/04
HP0722 | HP3LCS4211 100 |  | HP3LCS | HP3LCS4211 | 10 | 74 | 10 | HIGH PERFORMANCE BUTTERFLY,300 LUG,CS BODY,SS DISC,17-4 STEM,RPTFE SEAT,PTFE STEM PKG,BARE STEM OP | 13517.38 | 135 | 3.25 | 17.25 | 28.4 | 1 | 25.4 | 19.7 | 7.5 | 697988525764 | 69798852576 | https://www.milwaukeevalve.com/wp-content/uploads/spec-sheets/HPSeriesLug_10-24withGear.pdf | https://www.milwaukeevalve.com/wp-content/uploads/ioms/HPButterflyIOM.pdf |  | 05/19/04
HP0722 | HP3LCS4211 120 |  | HP3LCS | HP3LCS4211 | 12 | 74 | 12 | HIGH PERFORMANCE BUTTERFLY,300 LUG,CS BODY,SS DISC,17-4 STEM,RPTFE SEAT,PTFE STEM PKG,BARE STEM OP | 18194.27 | 188 | 3.63 | 20.25 | 31.18 | 1 |  |  |  | 697988524910 | 69798852491 | https://www.milwaukeevalve.com/wp-content/uploads/spec-sheets/HPSeriesLug_10-24withGear.pdf | https://www.milwaukeevalve.com/wp-content/uploads/ioms/HPButterflyIOM.pdf |  | 05/12/04
HP0722 | HP3LCS4211 140 |  | HP3LCS | HP3LCS4211 | 14 | 7L | 14 | HIGH PERFORMANCE BUTTERFLY,300 LUG,CS BODY,SS DISC,17-4 STEM,RPTFE SEAT,PTFE STEM PKG,BARE STEM OP | 33209.47 | 259 | 4.63 | 22.5 | 35.12 | 1 |  |  |  | 697988526587 | 69798852658 | https://www.milwaukeevalve.com/wp-content/uploads/spec-sheets/HPSeriesLug_10-24withGear.pdf | https://www.milwaukeevalve.com/wp-content/uploads/ioms/HPButterflyIOM.pdf |  | 05/27/04
HP0722 | HP3LCS4211 160 |  | HP3LCS | HP3LCS4211 | 16 | 7L | 16 | HIGH PERFORMANCE BUTTERFLY,300 LUG,CS BODY,SS DISC,17-4 STEM,RPTFE SEAT,PTFE STEM PKG,BARE STEM OP | 36534.53 | 414 | 5.25 | 25 | 38.12 | 1 |  |  |  | 697988526594 | 69798852659 | https://www.milwaukeevalve.com/wp-content/uploads/spec-sheets/HPSeriesLug_10-24withGear.pdf | https://www.milwaukeevalve.com/wp-content/uploads/ioms/HPButterflyIOM.pdf |  | 05/27/04
HP0722 | HP3LCS4211U 025 |  | HP3LCS | HP3LCS4211U | 2 1/2 | 7A | 2.5 | HIGH PERFORMANCE BFV,300 LUG,CS BODY,SS DISC,17-4 STEM,RPTFE ST,PTFE STM PKG,BARE STM OP,ASMBLD USA | 3569.98 | 17.75 | 1.88 | 5.06 | 12.01 | 1 |  |  |  | 697988631793 | 69798863179 | https://www.milwaukeevalve.com/wp-content/uploads/spec-sheets/HPSeriesLug_2.5-8withLever.pdf | https://www.milwaukeevalve.com/wp-content/uploads/ioms/HPButterflyIOM.pdf |  | 07/19/10
HP0722 | HP3LCS4211U 030 |  | HP3LCS | HP3LCS4211U | 3 | 7A | 3 | HIGH PERFORMANCE BFV,300 LUG,CS BODY,SS DISC,17-4 STEM,RPTFE ST,PTFE STM PKG,BARE STM OP,ASMBLD USA | 3569.98 | 26 | 1.88 | 5.75 | 13.45 | 1 |  |  |  | 697988631809 | 69798863180 | https://www.milwaukeevalve.com/wp-content/uploads/spec-sheets/HPSeriesLug_2.5-8withLever.pdf | https://www.milwaukeevalve.com/wp-content/uploads/ioms/HPButterflyIOM.pdf |  | 07/19/10
HP0722 | HP3LCS4211U 040 |  | HP3LCS | HP3LCS4211U | 4 | 7A | 4 | HIGH PERFORMANCE BFV,300 LUG,CS BODY,SS DISC,17-4 STEM,RPTFE ST,PTFE STM PKG,BARE STM OP,ASMBLD USA | 4129.4 | 20 | 2.13 | 8.76 | 12.77 | 1 |  |  |  | 697988631816 | 69798863181 | https://www.milwaukeevalve.com/wp-content/uploads/spec-sheets/HPSeriesLug_2.5-8withLever.pdf | https://www.milwaukeevalve.com/wp-content/uploads/ioms/HPButterflyIOM.pdf |  | 07/19/10
HP0722 | HP3LCS4211U 050 |  | HP3LCS | HP3LCS4211U | 5 | 7A | 5 | HIGH PERFORMANCE BFV,300 LUG,CS BODY,SS DISC,17-4 STEM,RPTFE ST,PTFE STM PKG,BARE STM OP,ASMBLD USA | 6642.1 | 28 | 2.13 | 10.75 | 18.7 | 1 |  |  |  | 697988645585 | 69798864558 | https://www.milwaukeevalve.com/wp-content/uploads/spec-sheets/HPSeriesLug_2.5-8withLever.pdf | https://www.milwaukeevalve.com/wp-content/uploads/ioms/HPButterflyIOM.pdf |  | 02/13/12
HP0722 | HP3LCS4211U 060 |  | HP3LCS | HP3LCS4211U | 6 | 7A | 6 | HIGH PERFORMANCE BFV,300 LUG,CS BODY,SS DISC,17-4 STEM,RPTFE ST,PTFE STM PKG,BARE STM OP,ASMBLD USA | 6642.1 | 36 | 2.25 | 11 | 16.56 | 1 |  |  |  | 697988630147 | 69798863014 | https://www.milwaukeevalve.com/wp-content/uploads/spec-sheets/HPSeriesLug_2.5-8withLever.pdf | https://www.milwaukeevalve.com/wp-content/uploads/ioms/HPButterflyIOM.pdf |  | 05/21/10
HP0722 | HP3LCS4211U 080 |  | HP3LCS | HP3LCS4211U | 8 | 7A | 8 | HIGH PERFORMANCE BFV,300 LUG,CS BODY,SS DISC,17-4 STEM,RPTFE ST,PTFE STM PKG,BARE STM OP,ASMBLD USA | 9292.23 | 73.73 | 2.88 | 13.25 | 21.67 | 1 |  |  |  | 697988630130 | 69798863013 | https://www.milwaukeevalve.com/wp-content/uploads/spec-sheets/HPSeriesLug_2.5-8withLever.pdf | https://www.milwaukeevalve.com/wp-content/uploads/ioms/HPButterflyIOM.pdf |  | 05/21/10
HP0722 | HP3LCS4211U 100 |  | HP3LCS | HP3LCS4211U | 10 | 7A | 10 | HIGH PERFORMANCE BFV,300 LUG,CS BODY,SS DISC,17-4 STEM,RPTFE ST,PTFE STM PKG,BARE STM OP,ASMBLD USA | 15360.65 | 129 | 3.25 | 17.25 | 28.4 | 1 |  |  |  | 697988630123 | 69798863012 | https://www.milwaukeevalve.com/wp-content/uploads/spec-sheets/HPSeriesLug_10-24withGear.pdf | https://www.milwaukeevalve.com/wp-content/uploads/ioms/HPButterflyIOM.pdf |  | 05/21/10
HP0722 | HP3LCS4211U 120 |  | HP3LCS | HP3LCS4211U | 12 | 7A | 12 | HIGH PERFORMANCE BFV,300 LUG,CS BODY,SS DISC,17-4 STEM,RPTFE ST,PTFE STM PKG,BARE STM OP,ASMBLD USA | 20675.27 | 188 | 3.63 | 20.25 | 31.18 | 1 |  |  |  | 697988630116 | 69798863011 | https://www.milwaukeevalve.com/wp-content/uploads/spec-sheets/HPSeriesLug_10-24withGear.pdf | https://www.milwaukeevalve.com/wp-content/uploads/ioms/HPButterflyIOM.pdf |  | 05/21/10
HP0722 | HP3LCS4211U 160 |  | HP3LCS | HP3LCS4211U | 16 | 7A | 16 | HIGH PERFORMANCE BFV,300 LUG,CS BODY,SS DISC,17-4 STEM,RPTFE ST,PTFE STM PKG,BARE STM OP,ASMBLD USA | 41516.53 | 500 | 5.25 | 25 | 38.12 | 1 |  |  |  | 697988659704 | 69798865970 | https://www.milwaukeevalve.com/wp-content/uploads/spec-sheets/HPSeriesLug_10-24withGear.pdf | https://www.milwaukeevalve.com/wp-content/uploads/ioms/HPButterflyIOM.pdf |  | 10/19/12
HP0722 | HP3LCS4212 025 |  | HP3LCS | HP3LCS4212 | 2 1/2 | 74 | 2.5 | HIGH PERFORMANCE BUTTERFLY,300 LUG,CS BODY,SS DISC,17-4 STEM,RPTFE SEAT,PTFE STM PKG,LVR-LOCK OP | 3333.5 | 19.932 | 1.88 | 5.06 | 12.01 | 1 |  |  |  | 697988526600 | 69798852660 | https://www.milwaukeevalve.com/wp-content/uploads/spec-sheets/HPSeriesWafer_3-8withLever.pdf | https://www.milwaukeevalve.com/wp-content/uploads/ioms/HPButterflyIOM.pdf |  | 05/27/04
HP0722 | HP3LCS4212 030 |  | HP3LCS | HP3LCS4212 | 3 | 74 | 3 | HIGH PERFORMANCE BUTTERFLY,300 LUG,CS BODY,SS DISC,17-4 STEM,RPTFE SEAT,PTFE STM PKG,LVR-LOCK OP | 3333.5 | 21.562 | 1.88 | 5.75 | 13.45 | 1 |  |  |  | 697988526617 | 69798852661 | https://www.milwaukeevalve.com/wp-content/uploads/spec-sheets/HPSeriesWafer_3-8withLever.pdf | https://www.milwaukeevalve.com/wp-content/uploads/ioms/HPButterflyIOM.pdf |  | 05/27/04
HP0722 | HP3LCS4212 040 |  | HP3LCS | HP3LCS4212 | 4 | 74 | 4 | HIGH PERFORMANCE BUTTERFLY,300 LUG,CS BODY,SS DISC,17-4 STEM,RPTFE SEAT,PTFE STM PKG,LVR-LOCK OP | 3825.79 | 27.554 | 2.13 | 8.76 | 12.77 | 1 |  |  |  | 697988526624 | 69798852662 | https://www.milwaukeevalve.com/wp-content/uploads/spec-sheets/HPSeriesWafer_3-8withLever.pdf | https://www.milwaukeevalve.com/wp-content/uploads/ioms/HPButterflyIOM.pdf |  | 05/27/04
HP0722 | HP3LCS4212 050 |  | HP3LCS | HP3LCS4212 | 5 | 74 | 5 | HIGH PERFORMANCE BUTTERFLY,300 LUG,CS BODY,SS DISC,17-4 STEM,RPTFE SEAT,PTFE STM PKG,LVR-LOCK OP | 6078.63 | 39.418 | 2.13 | 10.75 | 18.7 | 1 |  |  |  | 697988526631 | 69798852663 | https://www.milwaukeevalve.com/wp-content/uploads/spec-sheets/HPSeriesWafer_3-8withLever.pdf | https://www.milwaukeevalve.com/wp-content/uploads/ioms/HPButterflyIOM.pdf |  | 05/27/04
HP0722 | HP3LCS4212 060 |  | HP3LCS | HP3LCS4212 | 6 | 74 | 6 | HIGH PERFORMANCE BUTTERFLY,300 LUG,CS BODY,SS DISC,17-4 STEM,RPTFE SEAT,PTFE STM PKG,LVR-LOCK OP | 6078.63 | 50.38 | 2.31 | 11 | 16.56 | 1 |  |  |  | 697988525702 | 69798852570 | https://www.milwaukeevalve.com/wp-content/uploads/spec-sheets/HPSeriesWafer_3-8withLever.pdf | https://www.milwaukeevalve.com/wp-content/uploads/ioms/HPButterflyIOM.pdf |  | 05/18/04
HP0722 | HP3LCS4212U 025 |  | HP3LCS | HP3LCS4212U | 2 1/2 | 7A | 2.5 | HIGH PERFORMANCE BFV,300 LUG,CS BODY,SS DISC,17-4 STEM,RPTFE ST,PTFE STM PKG,LVR-LOCK OP,ASMBLD USA | 3788.06 | 20.1 | 1.88 | 5.06 | 12.01 | 1 |  |  |  | 697988631823 | 69798863182 | https://www.milwaukeevalve.com/wp-content/uploads/spec-sheets/HPSeriesLug_2.5-8withLever.pdf | https://www.milwaukeevalve.com/wp-content/uploads/ioms/HPButterflyIOM.pdf |  | 07/19/10
HP0722 | HP3LCS4212U 030 |  | HP3LCS | HP3LCS4212U | 3 | 7A | 3 | HIGH PERFORMANCE BFV,300 LUG,CS BODY,SS DISC,17-4 STEM,RPTFE ST,PTFE STM PKG,LVR-LOCK OP,ASMBLD USA | 3788.06 | 21.592 | 1.88 | 5.75 | 13.45 | 1 |  |  |  | 697988631830 | 69798863183 | https://www.milwaukeevalve.com/wp-content/uploads/spec-sheets/HPSeriesLug_2.5-8withLever.pdf | https://www.milwaukeevalve.com/wp-content/uploads/ioms/HPButterflyIOM.pdf |  | 07/19/10
HP0722 | HP3LCS4212U 040 |  | HP3LCS | HP3LCS4212U | 4 | 7A | 4 | HIGH PERFORMANCE BFV,300 LUG,CS BODY,SS DISC,17-4 STEM,RPTFE ST,PTFE STM PKG,LVR-LOCK OP,ASMBLD USA | 4347.47 | 27.33 | 2.13 | 8.76 | 12.77 | 1 |  |  |  | 697988631847 | 69798863184 | https://www.milwaukeevalve.com/wp-content/uploads/spec-sheets/HPSeriesLug_2.5-8withLever.pdf | https://www.milwaukeevalve.com/wp-content/uploads/ioms/HPButterflyIOM.pdf |  | 07/19/10
HP0722 | HP3LCS4212U 050 |  | HP3LCS | HP3LCS4212U | 5 | 7A | 5 | HIGH PERFORMANCE BFV,300 LUG,CS BODY,SS DISC,17-4 STEM,RPTFE ST,PTFE STM PKG,LVR-LOCK OP,ASMBLD USA | 6907.54 | 39.418 | 2.13 | 10.75 | 18.7 | 1 |  |  |  | 697988645578 | 69798864557 | https://www.milwaukeevalve.com/wp-content/uploads/spec-sheets/HPSeriesLug_2.5-8withLever.pdf | https://www.milwaukeevalve.com/wp-content/uploads/ioms/HPButterflyIOM.pdf |  | 02/10/12
HP0722 | HP3LCS4212U 060 |  | HP3LCS | HP3LCS4212U | 6 | 7A | 6 | HIGH PERFORMANCE BFV,300 LUG,CS BODY,SS DISC,17-4 STEM,RPTFE ST,PTFE STM PKG,LVR-LOCK OP,ASMBLD USA | 6907.54 | 36 | 2.25 | 11 | 16.56 | 1 |  |  |  | 697988630246 | 69798863024 | https://www.milwaukeevalve.com/wp-content/uploads/spec-sheets/HPSeriesLug_2.5-8withLever.pdf | https://www.milwaukeevalve.com/wp-content/uploads/ioms/HPButterflyIOM.pdf |  | 05/21/10
HP0722 | HP3LCS4213 025 |  | HP3LCS | HP3LCS4213 | 2 1/2 | 74 | 2.5 | HIGH PERFORMANCE BUTTERFLY,300 LUG,CS BODY,SS DISC,17-4 STEM,RPTFE SEAT,PTFE STM PKG,GEAR OP | 3875.83 | 27.05 | 1.88 | 5.06 | 12.01 | 1 |  |  |  | 697988595699 | 69798859569 | https://www.milwaukeevalve.com/wp-content/uploads/spec-sheets/HPSeriesLug_2.5-8withGear.pdf | https://www.milwaukeevalve.com/wp-content/uploads/ioms/HPButterflyIOM.pdf |  | 02/22/08
HP0722 | HP3LCS4213 030 |  | HP3LCS | HP3LCS4213 | 3 | 74 | 3 | HIGH PERFORMANCE BUTTERFLY,300 LUG,CS BODY,SS DISC,17-4 STEM,RPTFE SEAT,PTFE STM PKG,GEAR OP | 3875.83 | 30.88 | 1.88 | 5.75 | 13.45 | 1 |  |  |  | 697988572348 | 69798857234 | https://www.milwaukeevalve.com/wp-content/uploads/spec-sheets/HPSeriesLug_2.5-8withGear.pdf | https://www.milwaukeevalve.com/wp-content/uploads/ioms/HPButterflyIOM.pdf |  | 04/26/06
HP0722 | HP3LCS4213 040 |  | HP3LCS | HP3LCS4213 | 4 | 74 | 4 | HIGH PERFORMANCE BUTTERFLY,300 LUG,CS BODY,SS DISC,17-4 STEM,RPTFE SEAT,PTFE STM PKG,GEAR OP | 4372.29 | 35.48 | 2.13 | 8.76 | 12.77 | 1 |  |  |  | 697988543799 | 69798854379 | https://www.milwaukeevalve.com/wp-content/uploads/spec-sheets/HPSeriesLug_2.5-8withGear.pdf | https://www.milwaukeevalve.com/wp-content/uploads/ioms/HPButterflyIOM.pdf |  | 02/28/05
HP0722 | HP3LCS4213 050 |  | HP3LCS | HP3LCS4213 | 5 | 74 | 5 | HIGH PERFORMANCE BUTTERFLY,300 LUG,CS BODY,SS DISC,17-4 STEM,RPTFE SEAT,PTFE STM PKG,GEAR OP | 6608.46 | 61.836 | 2.13 | 10.75 | 18.7 | 1 |  |  |  | 697988545595 | 69798854559 | https://www.milwaukeevalve.com/wp-content/uploads/spec-sheets/HPSeriesLug_2.5-8withGear.pdf | https://www.milwaukeevalve.com/wp-content/uploads/ioms/HPButterflyIOM.pdf |  | 05/05/05
HP0722 | HP3LCS4213 060 |  | HP3LCS | HP3LCS4213 | 6 | 74 | 6 | HIGH PERFORMANCE BUTTERFLY,300 LUG,CS BODY,SS DISC,17-4 STEM,RPTFE SEAT,PTFE STM PKG,GEAR OP | 6608.46 | 71.142 | 2.31 | 11 | 16.56 | 1 |  |  |  | 697988543607 | 69798854360 | https://www.milwaukeevalve.com/wp-content/uploads/spec-sheets/HPSeriesLug_2.5-8withGear.pdf | https://www.milwaukeevalve.com/wp-content/uploads/ioms/HPButterflyIOM.pdf |  | 02/16/05
HP0722 | HP3LCS4213 080 |  | HP3LCS | HP3LCS4213 | 8 | 74 | 8 | HIGH PERFORMANCE BUTTERFLY,300 LUG,CS BODY,SS DISC,17-4 STEM,RPTFE SEAT,PTFE STM PKG,GEAR OP | 8982.38 | 110 | 2.88 | 13.25 | 21.67 | 1 |  |  |  | 697988536982 | 69798853698 | https://www.milwaukeevalve.com/wp-content/uploads/spec-sheets/HPSeriesLug_2.5-8withGear.pdf | https://www.milwaukeevalve.com/wp-content/uploads/ioms/HPButterflyIOM.pdf |  | 08/23/04
HP0722 | HP3LCS4213 100 |  | HP3LCS | HP3LCS4213 | 10 | 74 | 10 | HIGH PERFORMANCE BUTTERFLY,300 LUG,CS BODY,SS DISC,17-4 STEM,RPTFE SEAT,PTFE STM PKG,GEAR OP | 15449.05 | 171 | 3.25 | 17.25 | 28.4 | 1 |  |  |  | 697988525771 | 69798852577 | https://www.milwaukeevalve.com/wp-content/uploads/spec-sheets/HPSeriesLug_10-24withGear.pdf | https://www.milwaukeevalve.com/wp-content/uploads/ioms/HPButterflyIOM.pdf |  | 05/19/04
HP0722 | HP3LCS4213 120 |  | HP3LCS | HP3LCS4213 | 12 | 74 | 12 | HIGH PERFORMANCE BUTTERFLY,300 LUG,CS BODY,SS DISC,17-4 STEM,RPTFE SEAT,PTFE STM PKG,GEAR OP | 20125.93 | 277 | 3.63 | 20.25 | 31.18 | 1 |  |  |  | 697988536999 | 69798853699 | https://www.milwaukeevalve.com/wp-content/uploads/spec-sheets/HPSeriesLug_10-24withGear.pdf | https://www.milwaukeevalve.com/wp-content/uploads/ioms/HPButterflyIOM.pdf |  | 08/23/04
HP0722 | HP3LCS4213 140 |  | HP3LCS | HP3LCS4213 | 14 | 7L | 14 | HIGH PERFORMANCE BUTTERFLY,300 LUG,CS BODY,SS DISC,17-4 STEM,RPTFE SEAT,PTFE STM PKG,GEAR OP | 35391.43 | 391 | 4.63 | 22.5 | 35.12 | 1 |  |  |  | 697988524774 | 69798852477 | https://www.milwaukeevalve.com/wp-content/uploads/spec-sheets/HPSeriesLug_10-24withGear.pdf | https://www.milwaukeevalve.com/wp-content/uploads/ioms/HPButterflyIOM.pdf |  | 05/11/04
HP0722 | HP3LCS4213 160 |  | HP3LCS | HP3LCS4213 | 16 | 7L | 16 | HIGH PERFORMANCE BUTTERFLY,300 LUG,CS BODY,SS DISC,17-4 STEM,RPTFE SEAT,PTFE STM PKG,GEAR OP | 39784.55 | 480 | 5.25 | 25 | 38.12 | 1 |  |  |  | 697988589551 | 69798858955 | https://www.milwaukeevalve.com/wp-content/uploads/spec-sheets/HPSeriesLug_10-24withGear.pdf | https://www.milwaukeevalve.com/wp-content/uploads/ioms/HPButterflyIOM.pdf |  | 05/24/07
HP0722 | HP3LCS4213U 025 |  | HP3LCS | HP3LCS4213U | 2 1/2 | 7A | 2.5 | HIGH PERFORMANCE BUTTERFLY,300 LUG,CS BODY,SS DISC,17-4 STEM,RPTFE SEAT,PTFE STM PKG,GEAR OP,ASM USA | 4404.35 | 0 | 1.88 | 5.06 | 12.01 | 0 |  |  |  | 697988738508 | 69798873850 | https://www.milwaukeevalve.com/wp-content/uploads/spec-sheets/HPSeriesLug_2.5-8withGear.pdf | https://www.milwaukeevalve.com/wp-content/uploads/ioms/HPButterflyIOM.pdf |  | 04/07/20
HP0722 | HP3LCS4213U 060 |  | HP3LCS | HP3LCS4213U | 6 | 7A | 6 | HIGH PERFORMANCE BUTTERFLY,300 LUG,CS BODY,SS DISC,17-4 STEM,RPTFE ST,PTFE STM PKG,GEAR OP,ASMB USA | 7509.63 | 71.142 | 2.25 | 11 | 16.56 | 1 |  |  |  | 697988630215 | 69798863021 | https://www.milwaukeevalve.com/wp-content/uploads/spec-sheets/HPSeriesLug_2.5-8withGear.pdf | https://www.milwaukeevalve.com/wp-content/uploads/ioms/HPButterflyIOM.pdf |  | 05/21/10
HP0722 | HP3LCS4213U 080 |  | HP3LCS | HP3LCS4213U | 8 | 7A | 8 | HIGH PERFORMANCE BUTTERFLY,300 LUG,CS BODY,SS DISC,17-4 STEM,RPTFE ST,PTFE STM PKG,GEAR OP,ASMB USA | 10207.28 | 96 | 2.88 | 13.25 | 21.67 | 1 |  |  |  | 697988630208 | 69798863020 | https://www.milwaukeevalve.com/wp-content/uploads/spec-sheets/HPSeriesLug_2.5-8withGear.pdf | https://www.milwaukeevalve.com/wp-content/uploads/ioms/HPButterflyIOM.pdf |  | 05/21/10
HP0722 | HP3LCS4213U 100 |  | HP3LCS | HP3LCS4213U | 10 | 7A | 10 | HIGH PERFORMANCE BUTTERFLY,300 LUG,CS BODY,SS DISC,17-4 STEM,RPTFE ST,PTFE STM PKG,GEAR OP,ASMB USA | 17555.73 | 180 | 3.25 | 17.25 | 28.4 | 1 |  |  |  | 697988630192 | 69798863019 | https://www.milwaukeevalve.com/wp-content/uploads/spec-sheets/HPSeriesLug_10-24withGear.pdf | https://www.milwaukeevalve.com/wp-content/uploads/ioms/HPButterflyIOM.pdf |  | 05/21/10
HP0722 | HP3LCS4213U 120 |  | HP3LCS | HP3LCS4213U | 12 | 7A | 12 | HIGH PERFORMANCE BUTTERFLY,300 LUG,CS BODY,SS DISC,17-4 STEM,RPTFE ST,PTFE STM PKG,GEAR OP,ASMB USA | 22870.36 | 277 | 3.63 | 20.25 | 31.18 | 1 |  |  |  | 697988630185 | 69798863018 | https://www.milwaukeevalve.com/wp-content/uploads/spec-sheets/HPSeriesLug_10-24withGear.pdf | https://www.milwaukeevalve.com/wp-content/uploads/ioms/HPButterflyIOM.pdf |  | 05/21/10
HP0722 | HP3LCS4213U 140 |  | HP3LCS | HP3LCS4213U | 14 | 7A | 14 | HIGH PERFORMANCE BUTTERFLY,300 LUG,CS BODY,SS DISC,17-4 STEM,RPTFE ST,PTFE STM PKG,GEAR OP,ASMB USA | 40217.53 | 0 | 4.63 | 22.5 | 35.12 | 0 |  |  |  | 697988748200 | 69798874820 | https://www.milwaukeevalve.com/wp-content/uploads/spec-sheets/HPSeriesLug_10-24withGear.pdf | https://www.milwaukeevalve.com/wp-content/uploads/ioms/HPButterflyIOM.pdf |  | 07/13/21
HP0722 | HP3LCS4213U 160 |  | HP3LCS | HP3LCS4213U | 16 | 7A | 16 | HIGH PERFORMANCE BUTTERFLY,300 LUG,CS BODY,SS DISC,17-4 STEM,RPTFE ST,PTFE STM PKG,GEAR OP,ASMB USA | 45209.73 | 480 | 5.25 | 25 | 38.12 | 1 |  |  |  | 697988659711 | 69798865971 | https://www.milwaukeevalve.com/wp-content/uploads/spec-sheets/HPSeriesLug_10-24withGear.pdf | https://www.milwaukeevalve.com/wp-content/uploads/ioms/HPButterflyIOM.pdf |  | 10/19/12
HP0722 | HP3LCS42G1 025 |  | HP3LCS | HP3LCS42G1 | 2 1/2 | 74 | 2.5 | HIGH PERFORMANCE BUTTERFLY,300 LUG,CS BODY,SS DISC,17-4 STEM,RPTFE SEAT,GRAPHITE ST PKG,BARE STEM OP | 3185.85 | 19.1 | 1.88 | 5.06 | 12.01 | 1 |  |  |  | 697988635630 | 69798863563 | https://www.milwaukeevalve.com/wp-content/uploads/spec-sheets/HPSeriesLug_2.5-8withLever.pdf | https://www.milwaukeevalve.com/wp-content/uploads/ioms/HPButterflyIOM.pdf |  | 11/23/10
HP0722 | HP3LCS42G1 040 |  | HP3LCS | HP3LCS42G1 | 4 | 74 | 4 | HIGH PERFORMANCE BUTTERFLY,300 LUG,CS BODY,SS DISC,17-4 STEM,RPTFE SEAT,GRAPITE PKG,BARE STEM OP | 3703.1 | 20 | 2.13 | 8.76 | 12.77 | 1 |  |  |  | 697988698581 | 69798869858 | https://www.milwaukeevalve.com/wp-content/uploads/spec-sheets/HPSeriesLug_2.5-8withLever.pdf | https://www.milwaukeevalve.com/wp-content/uploads/ioms/HPButterflyIOM.pdf |  | 04/05/16
HP0722 | HP3LCS42G1 060 |  | HP3LCS | HP3LCS42G1 | 6 | 74 | 6 | HIGH PERFORMANCE BUTTERFLY,300 LUG,CS BODY,SS DISC,17-4 STEM,RPTFE SEAT,GRAPHITE PKG,BARE STEM OP | 5947.47 | 48 | 2.31 | 11 | 16.56 | 1 |  |  |  | 697988692817 | 69798869281 | https://www.milwaukeevalve.com/wp-content/uploads/spec-sheets/HPSeriesLug_2.5-8withLever.pdf | https://www.milwaukeevalve.com/wp-content/uploads/ioms/HPButterflyIOM.pdf |  | 05/05/15
HP0722 | HP3LCS42G1 080 |  | HP3LCS | HP3LCS42G1 | 8 | 74 | 8 | HIGH PERFORMANCE BUTTERFLY,300 LUG,CS BODY,SS DISC,17-4 STEM,RPTFE SEAT,GRAPHITE PKG,BARE STEM OP | 8293.45 | 73.73 | 2.88 | 13.25 | 21.67 | 1 |  |  |  | 697988692824 | 69798869282 | https://www.milwaukeevalve.com/wp-content/uploads/spec-sheets/HPSeriesLug_2.5-8withLever.pdf | https://www.milwaukeevalve.com/wp-content/uploads/ioms/HPButterflyIOM.pdf |  | 05/05/15
HP0722 | HP3LCS42G2 025 |  | HP3LCS | HP3LCS42G2 | 2 1/2 | 74 | 2.5 | HIGH PERFORMANCE BUTTERFLY,300 LUG,CS BODY,SS DISC,17-4 STEM,RPTFE SEAT,GRAPHITE ST PKG,LVR-LOCK OP | 3377.74 | 20.074 | 1.88 | 5.06 | 12.01 | 1 |  |  |  | 697988635647 | 69798863564 | https://www.milwaukeevalve.com/wp-content/uploads/spec-sheets/HPSeriesLug_2.5-8withLever.pdf | https://www.milwaukeevalve.com/wp-content/uploads/ioms/HPButterflyIOM.pdf |  | 11/23/10
HP0722 | HP3LCS42G3 040 |  | HP3LCS | HP3LCS42G3 | 4 | 74 | 4 | HIGH PERFORMANCE BUTTERFLY,300 LUG,CS BODY,SS DISC,17-4 STEM,RPTFE SEAT,GRAPHITE PKG,GEAR OP | 4441.53 | 35.48 | 2.13 | 8.76 | 12.77 | 1 |  |  |  | 697988698574 | 69798869857 | https://www.milwaukeevalve.com/wp-content/uploads/spec-sheets/HPSeriesLug_2.5-8withGear.pdf | https://www.milwaukeevalve.com/wp-content/uploads/ioms/HPButterflyIOM.pdf |  | 04/05/16
HP0722 | HP3LCS42G3 060 |  | HP3LCS | HP3LCS42G3 | 6 | 74 | 6 | HIGH PERFORMANCE BUTTERFLY,300 LUG,CS BODY,SS DISC,17-4 STEM,RPTFE SEAT,GRAPHITE PKG,GEAR OP | 6710.88 | 48 | 2.31 | 11 | 16.56 | 1 |  |  |  | 697988693043 | 69798869304 | https://www.milwaukeevalve.com/wp-content/uploads/spec-sheets/HPSeriesLug_2.5-8withGear.pdf | https://www.milwaukeevalve.com/wp-content/uploads/ioms/HPButterflyIOM.pdf |  | 05/13/15
HP0722 | HP3LCS42G3 080 |  | HP3LCS | HP3LCS42G3 | 8 | 74 | 8 | HIGH PERFORMANCE BUTTERFLY,300 LUG,CS BODY,SS DISC,17-4 STEM,RPTFE SEAT,GRAPHITE PKG,GEAR OP | 9098.69 | 73.73 | 2.88 | 13.25 | 21.67 | 1 |  |  |  | 697988693050 | 69798869305 | https://www.milwaukeevalve.com/wp-content/uploads/spec-sheets/HPSeriesLug_2.5-8withGear.pdf | https://www.milwaukeevalve.com/wp-content/uploads/ioms/HPButterflyIOM.pdf |  | 05/13/15
HP0722 | HP3LCS4413 120 |  | HP3LCS | HP3LCS4413 | 12 | 74 | 12 | HIGH PERFORMANCE BUTTERFLY,300 LUG,CS BODY,SS DISC,17-4 STEM,UHMWPE SEAT,PTFE STM PKG,GEAR OP | 20803.69 | 277 | 3.63 | 20.25 | 31.18 | 1 |  |  |  | 697988714441 | 69798871444 | https://www.milwaukeevalve.com/wp-content/uploads/spec-sheets/HPSeriesLug_10-24withGear.pdf | https://www.milwaukeevalve.com/wp-content/uploads/ioms/HPButterflyIOM.pdf |  | 03/05/18
HP0722 | HP3LCS52G1 030 |  | HP3LCS | HP3LCS52G1 | 3 | 74 | 3 | HIGH PERFORMANCE BUTTERFLY,300 LUG,CS BODY,SS DISC,316 STEM,RPTFE SEAT,GRAPHITE STM PKGN,BARE STM OP | 3275.83 | 18.2 | 1.88 | 5.75 | 13.45 | 1 |  |  |  | 697988679634 | 69798867963 | https://www.milwaukeevalve.com/wp-content/uploads/spec-sheets/HPSeriesLug_2.5-8withLever.pdf | https://www.milwaukeevalve.com/wp-content/uploads/ioms/HPButterflyIOM.pdf |  | 06/17/14
HP0722 | HP3LCS52G1 040 |  | HP3LCS | HP3LCS52G1 | 4 | 74 | 4 | HIGH PERFORMANCE BUTTERFLY,300 LUG,CS BODY,SS DISC,316 STEM,RPTFE SEAT,GRAPHITE STM PKGN,BARE STM OP | 3802.03 | 24.79 | 2.13 | 8.76 | 12.77 | 1 |  |  |  | 697988679641 | 69798867964 | https://www.milwaukeevalve.com/wp-content/uploads/spec-sheets/HPSeriesLug_2.5-8withLever.pdf | https://www.milwaukeevalve.com/wp-content/uploads/ioms/HPButterflyIOM.pdf |  | 06/17/14
HP0722 | HP3LCS52G2 030 |  | HP3LCS | HP3LCS52G2 | 3 | 74 | 3 | HIGH PERFORMANCE BUTTERFLY,300 LUG,CS BODY,SS DISC,316 STEM,RPTFE SEAT,GRAPHITE ST PKGN,LVR-LOCK OP | 3467.71 | 21.562 | 1.88 | 5.75 | 13.45 | 1 |  |  |  | 697988679658 | 69798867965 | https://www.milwaukeevalve.com/wp-content/uploads/spec-sheets/HPSeriesLug_2.5-8withLever.pdf | https://www.milwaukeevalve.com/wp-content/uploads/ioms/HPButterflyIOM.pdf |  | 06/17/14
HP0722 | HP3LCS52G2 040 |  | HP3LCS | HP3LCS52G2 | 4 | 74 | 4 | HIGH PERFORMANCE BUTTERFLY,300 LUG,CS BODY,SS DISC,316 STEM,RPTFE SEAT,GRAPHITE STM PKGN,LVR-LOCK OP | 3993.96 | 27.554 | 2.13 | 8.76 | 12.77 | 1 |  |  |  | 697988679665 | 69798867966 | https://www.milwaukeevalve.com/wp-content/uploads/spec-sheets/HPSeriesLug_2.5-8withLever.pdf | https://www.milwaukeevalve.com/wp-content/uploads/ioms/HPButterflyIOM.pdf |  | 06/17/14
HP0722 | HP3LSS4111 030 |  | HP3LSS | HP3LSS4111 | 3 | 74 | 3 | HIGH PERFORMANCE BUTTERFLY,300 LUG,SS BODY,SS DISC,17-4 STEM,PTFE SEAT,PTFE STM PKGN,BARE STM OP | 4466.61 | 20.6 | 1.88 | 5.75 | 13.45 | 1 |  |  |  | 697988540552 | 69798854055 | https://www.milwaukeevalve.com/wp-content/uploads/spec-sheets/HPSeriesLug_2.5-8withLever.pdf | https://www.milwaukeevalve.com/wp-content/uploads/ioms/HPButterflyIOM.pdf |  | 11/11/04
HP0722 | HP3LSS4111 040 |  | HP3LSS | HP3LSS4111 | 4 | 74 | 4 | HIGH PERFORMANCE BUTTERFLY,300 LUG,SS BODY,SS DISC,17-4 STEM,PTFE SEAT,PTFE STM PKGN,BARE STM OP | 5014.84 | 20 | 2.13 | 8.76 | 12.77 | 1 |  |  |  | 697988540569 | 69798854056 | https://www.milwaukeevalve.com/wp-content/uploads/spec-sheets/HPSeriesLug_2.5-8withLever.pdf | https://www.milwaukeevalve.com/wp-content/uploads/ioms/HPButterflyIOM.pdf |  | 11/11/04
HP0722 | HP3LSS4111 060 |  | HP3LSS | HP3LSS4111 | 6 | 74 | 6 | HIGH PERFORMANCE BUTTERFLY,300 LUG,SS BODY,SS DISC,17-4 STEM,PTFE SEAT,PTFE STM PKGN,BARE STM OP | 8645.69 | 36 | 2.31 | 11 | 16.56 | 1 |  |  |  | 697988540576 | 69798854057 | https://www.milwaukeevalve.com/wp-content/uploads/spec-sheets/HPSeriesLug_2.5-8withLever.pdf | https://www.milwaukeevalve.com/wp-content/uploads/ioms/HPButterflyIOM.pdf |  | 11/11/04
HP0722 | HP3LSS4111 080 |  | HP3LSS | HP3LSS4111 | 8 | 74 | 8 | HIGH PERFORMANCE BUTTERFLY,300 LUG,SS BODY,SS DISC,17-4 STEM,PTFE SEAT,PTFE STM PKGN,BARE STM OP | 14070.61 | 74 | 2.88 | 13.25 | 21.67 | 1 |  |  |  | 697988540583 | 69798854058 | https://www.milwaukeevalve.com/wp-content/uploads/spec-sheets/HPSeriesLug_2.5-8withLever.pdf | https://www.milwaukeevalve.com/wp-content/uploads/ioms/HPButterflyIOM.pdf |  | 11/11/04
HP0722 | HP3LSS4113 030 |  | HP3LSS | HP3LSS4113 | 3 | 74 | 3 | HIGH PERFORMANCE BUTTERFLY,300 LUG,SS BODY,SS DISC,17-4 STEM,PTFE SEAT,PTFE STM PKGN,GEAR OP | 5196.7 | 26 | 1.88 | 5.75 | 13.45 | 1 |  |  |  | 697988540590 | 69798854059 | https://www.milwaukeevalve.com/wp-content/uploads/spec-sheets/HPSeriesLug_2.5-8withGear.pdf | https://www.milwaukeevalve.com/wp-content/uploads/ioms/HPButterflyIOM.pdf |  | 11/11/04
HP0722 | HP3LSS4113 040 |  | HP3LSS | HP3LSS4113 | 4 | 74 | 4 | HIGH PERFORMANCE BUTTERFLY,300 LUG,SS BODY,SS DISC,17-4 STEM,PTFE SEAT,PTFE STM PKGN,GEAR OP | 5984.11 | 20 | 2.13 | 8.76 | 12.77 | 1 |  |  |  | 697988540606 | 69798854060 | https://www.milwaukeevalve.com/wp-content/uploads/spec-sheets/HPSeriesLug_2.5-8withGear.pdf | https://www.milwaukeevalve.com/wp-content/uploads/ioms/HPButterflyIOM.pdf |  | 11/11/04
HP0722 | HP3LSS4113 060 |  | HP3LSS | HP3LSS4113 | 6 | 74 | 6 | HIGH PERFORMANCE BUTTERFLY,300 LUG,SS BODY,SS DISC,17-4 STEM,PTFE SEAT,PTFE STM PKGN,GEAR OP | 9396.62 | 36 | 2.31 | 11 | 16.56 | 1 |  |  |  | 697988540613 | 69798854061 | https://www.milwaukeevalve.com/wp-content/uploads/spec-sheets/HPSeriesLug_2.5-8withGear.pdf | https://www.milwaukeevalve.com/wp-content/uploads/ioms/HPButterflyIOM.pdf |  | 11/11/04
HP0722 | HP3LSS4113 080 |  | HP3LSS | HP3LSS4113 | 8 | 74 | 8 | HIGH PERFORMANCE BUTTERFLY,300 LUG,SS BODY,SS DISC,17-4 STEM,PTFE SEAT,PTFE STM PKGN,GEAR OP | 14875.87 | 74 | 2.88 | 13.25 | 21.67 | 1 |  |  |  | 697988540620 | 69798854062 | https://www.milwaukeevalve.com/wp-content/uploads/spec-sheets/HPSeriesLug_2.5-8withGear.pdf | https://www.milwaukeevalve.com/wp-content/uploads/ioms/HPButterflyIOM.pdf |  | 11/11/04
HP0722 | HP3LSS4211 025 |  | HP3LSS | HP3LSS4211 | 2 1/2 | 74 | 2.5 | HIGH PERFORMANCE BUTTERFLY,300 LUG,SS BODY,SS DISC,17-4 STEM,RPTFE SEAT,PTFE STM PKGN,BARE STEM OP | 4313.9 | 16.66 | 1.88 | 5.06 | 12.01 | 1 | 12.9 | 9 | 4.5 | 697988543171 | 69798854317 | https://www.milwaukeevalve.com/wp-content/uploads/spec-sheets/HPSeriesLug_2.5-8withLever.pdf | https://www.milwaukeevalve.com/wp-content/uploads/ioms/HPButterflyIOM.pdf |  | 02/02/05
HP0722 | HP3LSS4211 030 |  | HP3LSS | HP3LSS4211 | 3 | 74 | 3 | HIGH PERFORMANCE BUTTERFLY,300 LUG,SS BODY,SS DISC,17-4 STEM,RPTFE SEAT,PTFE STM PKGN,BARE STEM OP | 4313.9 | 18.52 | 1.88 | 5.75 | 13.45 | 1 | 12.9 | 9 | 4.5 | 697988543188 | 69798854318 | https://www.milwaukeevalve.com/wp-content/uploads/spec-sheets/HPSeriesLug_2.5-8withLever.pdf | https://www.milwaukeevalve.com/wp-content/uploads/ioms/HPButterflyIOM.pdf |  | 02/02/05
HP0722 | HP3LSS4211 040 |  | HP3LSS | HP3LSS4211 | 4 | 74 | 4 | HIGH PERFORMANCE BUTTERFLY,300 LUG,SS BODY,SS DISC,17-4 STEM,RPTFE SEAT,PTFE STM PKGN,BARE STEM OP | 4827.06 | 24 | 2.13 | 8.76 | 12.77 | 1 | 14 | 11 | 5.7 | 697988543195 | 69798854319 | https://www.milwaukeevalve.com/wp-content/uploads/spec-sheets/HPSeriesLug_2.5-8withLever.pdf | https://www.milwaukeevalve.com/wp-content/uploads/ioms/HPButterflyIOM.pdf |  | 02/02/05
HP0722 | HP3LSS4211 050 |  | HP3LSS | HP3LSS4211 | 5 | 74 | 5 | HIGH PERFORMANCE BUTTERFLY,300 LUG,SS BODY,SS DISC,17-4 STEM,RPTFE SEAT,PTFE STM PKGN,BARE STEM OP | 8381.62 | 28 | 2.13 | 10.75 | 18.7 | 1 | 15.1 | 11.1 | 4.5 | 697988543201 | 69798854320 | https://www.milwaukeevalve.com/wp-content/uploads/spec-sheets/HPSeriesLug_2.5-8withLever.pdf | https://www.milwaukeevalve.com/wp-content/uploads/ioms/HPButterflyIOM.pdf |  | 02/02/05
HP0722 | HP3LSS4211 060 |  | HP3LSS | HP3LSS4211 | 6 | 74 | 6 | HIGH PERFORMANCE BUTTERFLY,300 LUG,SS BODY,SS DISC,17-4 STEM,RPTFE SEAT,PTFE STM PKGN,BARE STEM OP | 8381.62 | 48 | 2.31 | 11 | 16.56 | 1 | 15.1 | 11.1 | 4.5 | 697988543218 | 69798854321 | https://www.milwaukeevalve.com/wp-content/uploads/spec-sheets/HPSeriesLug_2.5-8withLever.pdf | https://www.milwaukeevalve.com/wp-content/uploads/ioms/HPButterflyIOM.pdf |  | 02/02/05
HP0722 | HP3LSS4211 080 |  | HP3LSS | HP3LSS4211 | 8 | 74 | 8 | HIGH PERFORMANCE BUTTERFLY,300 LUG,SS BODY,SS DISC,17-4 STEM,RPTFE SEAT,PTFE STM PKGN,BARE STEM OP | 13726.04 | 80.26 | 2.88 | 13.25 | 21.67 | 1 | 19.7 | 15 | 7.5 | 697988527188 | 69798852718 | https://www.milwaukeevalve.com/wp-content/uploads/spec-sheets/HPSeriesLug_2.5-8withLever.pdf | https://www.milwaukeevalve.com/wp-content/uploads/ioms/HPButterflyIOM.pdf |  | 06/07/04
HP0722 | HP3LSS4211 100 |  | HP3LSS | HP3LSS4211 | 10 | 74 | 10 | HIGH PERFORMANCE BUTTERFLY,300 LUG,SS BODY,SS DISC,17-4 STEM,RPTFE SEAT,PTFE STM PKGN,BARE STEM OP | 22637.46 | 132 | 3.25 | 17.25 | 28.4 | 1 | 25.4 | 19.7 | 7.5 | 697988526792 | 69798852679 | https://www.milwaukeevalve.com/wp-content/uploads/spec-sheets/HPSeriesLug_10-24withGear.pdf | https://www.milwaukeevalve.com/wp-content/uploads/ioms/HPButterflyIOM.pdf |  | 05/27/04
HP0722 | HP3LSS4211 120 |  | HP3LSS | HP3LSS4211 | 12 | 74 | 12 | HIGH PERFORMANCE BUTTERFLY,300 LUG,SS BODY,SS DISC,17-4 STEM,RPTFE SEAT,PTFE STM PKGN,BARE STEM OP | 31478.04 | 211 | 3.63 | 20.25 | 31.18 | 1 |  |  |  | 697988526808 | 69798852680 | https://www.milwaukeevalve.com/wp-content/uploads/spec-sheets/HPSeriesLug_10-24withGear.pdf | https://www.milwaukeevalve.com/wp-content/uploads/ioms/HPButterflyIOM.pdf |  | 05/27/04
HP0722 | HP3LSS4211 140 |  | HP3LSS | HP3LSS4211 | 14 | 7L | 14 | HIGH PERFORMANCE BUTTERFLY,300 LUG,SS BODY,SS DISC,17-4 STEM,RPTFE SEAT,PTFE STM PKGN,BARE STEM OP | 55383.82 | 287 | 4.63 | 22.5 | 35.12 | 1 |  |  |  | 697988526815 | 69798852681 | https://www.milwaukeevalve.com/wp-content/uploads/spec-sheets/HPSeriesLug_10-24withGear.pdf | https://www.milwaukeevalve.com/wp-content/uploads/ioms/HPButterflyIOM.pdf |  | 05/27/04
HP0722 | HP3LSS4211 160 |  | HP3LSS | HP3LSS4211 | 16 | 7L | 16 | HIGH PERFORMANCE BUTTERFLY,300 LUG,SS BODY,SS DISC,17-4 STEM,RPTFE SEAT,PTFE STM PKGN,BARE STEM OP | 59651.77 | 500 | 5.25 | 25 | 38.12 | 1 |  |  |  | 697988526822 | 69798852682 | https://www.milwaukeevalve.com/wp-content/uploads/spec-sheets/HPSeriesLug_10-24withGear.pdf | https://www.milwaukeevalve.com/wp-content/uploads/ioms/HPButterflyIOM.pdf |  | 05/27/04
HP0722 | HP3LSS4211U 050 |  | HP3LSS | HP3LSS4211U | 5 | 7A | 5 | HIGH PERFORMANCE BVF,300 LUG,SS BODY,SS DISC,17-4 STEM,RPTFE ST,PTFE STM PKGN,BARE STM OP,ASMBL USA | 9524.57 | 28 | 2.13 | 10.75 | 18.7 | 1 |  |  |  | 697988679580 | 69798867958 | https://www.milwaukeevalve.com/wp-content/uploads/spec-sheets/HPSeriesLug_2.5-8withLever.pdf | https://www.milwaukeevalve.com/wp-content/uploads/ioms/HPButterflyIOM.pdf |  | 06/13/14
HP0722 | HP3LSS4212 025 |  | HP3LSS | HP3LSS4212 | 2 1/2 | 74 | 2.5 | HIGH PERFORMANCE BUTTERFLY,300 LUG,SS BODY,SS DISC,17-4 STEM,RPTFE SEAT,PTFE STM PKGN,LVR-LOCK OP | 4501.67 | 20.478 | 1.88 | 5.06 | 12.01 | 1 |  |  |  | 697988526730 | 69798852673 | https://www.milwaukeevalve.com/wp-content/uploads/spec-sheets/HPSeriesLug_2.5-8withLever.pdf | https://www.milwaukeevalve.com/wp-content/uploads/ioms/HPButterflyIOM.pdf |  | 05/27/04
HP0722 | HP3LSS4212 030 |  | HP3LSS | HP3LSS4212 | 3 | 74 | 3 | HIGH PERFORMANCE BUTTERFLY,300 LUG,SS BODY,SS DISC,17-4 STEM,RPTFE SEAT,PTFE STM PKGN,LVR-LOCK OP | 4501.67 | 22.108 | 1.88 | 5.75 | 13.45 | 1 |  |  |  | 697988526747 | 69798852674 | https://www.milwaukeevalve.com/wp-content/uploads/spec-sheets/HPSeriesLug_2.5-8withLever.pdf | https://www.milwaukeevalve.com/wp-content/uploads/ioms/HPButterflyIOM.pdf |  | 05/27/04
HP0722 | HP3LSS4212 040 |  | HP3LSS | HP3LSS4212 | 4 | 74 | 4 | HIGH PERFORMANCE BUTTERFLY,300 LUG,SS BODY,SS DISC,17-4 STEM,RPTFE SEAT,PTFE STM PKGN,LVR-LOCK OP | 5018.93 | 29.7 | 2.13 | 8.76 | 12.77 | 1 |  |  |  | 697988526754 | 69798852675 | https://www.milwaukeevalve.com/wp-content/uploads/spec-sheets/HPSeriesLug_2.5-8withLever.pdf | https://www.milwaukeevalve.com/wp-content/uploads/ioms/HPButterflyIOM.pdf |  | 05/27/04
HP0722 | HP3LSS4212 050 |  | HP3LSS | HP3LSS4212 | 5 | 74 | 5 | HIGH PERFORMANCE BUTTERFLY,300 LUG,SS BODY,SS DISC,17-4 STEM,RPTFE SEAT,PTFE STM PKGN,LVR-LOCK OP | 8615.29 | 62 | 2.13 | 10.75 | 18.7 | 1 |  |  |  | 697988526761 | 69798852676 | https://www.milwaukeevalve.com/wp-content/uploads/spec-sheets/HPSeriesLug_2.5-8withLever.pdf | https://www.milwaukeevalve.com/wp-content/uploads/ioms/HPButterflyIOM.pdf |  | 05/27/04
HP0722 | HP3LSS4212 060 |  | HP3LSS | HP3LSS4212 | 6 | 74 | 6 | HIGH PERFORMANCE BUTTERFLY,300 LUG,SS BODY,SS DISC,17-4 STEM,RPTFE SEAT,PTFE STM PKGN,LVR-LOCK OP | 8615.29 | 52.06 | 2.31 | 11 | 16.56 | 1 |  |  |  | 697988526778 | 69798852677 | https://www.milwaukeevalve.com/wp-content/uploads/spec-sheets/HPSeriesLug_2.5-8withLever.pdf | https://www.milwaukeevalve.com/wp-content/uploads/ioms/HPButterflyIOM.pdf |  | 05/27/04
HP0722 | HP3LSS4212U 050 |  | HP3LSS | HP3LSS4212U | 5 | 7A | 5 | HIGH PERFORMANCE BUTTERFLY,300 LUG,SS BODY,SS DISC,17-4 STM,RPTFE ST,PTFE STM PKGN,LVR-LOCK,ASMB USA | 9790.05 | 62 | 2.13 | 10.75 | 18.7 | 1 |  |  |  | 697988679597 | 69798867959 | https://www.milwaukeevalve.com/wp-content/uploads/spec-sheets/HPSeriesLug_2.5-8withLever.pdf | https://www.milwaukeevalve.com/wp-content/uploads/ioms/HPButterflyIOM.pdf |  | 06/13/14
HP0722 | HP3LSS4213 025 |  | HP3LSS | HP3LSS4213 | 2 1/2 | 74 | 2.5 | HIGH PERFORMANCE BUTTERFLY,300 LUG,SS BODY,SS DISC,17-4 STEM,RPTFE SEAT,PTFE STEM PKGN,GEAR OP | 5044.01 | 28 | 1.88 | 5.06 | 12.01 | 1 |  |  |  | 697988590700 | 69798859070 | https://www.milwaukeevalve.com/wp-content/uploads/spec-sheets/HPSeriesLug_2.5-8withGear.pdf | https://www.milwaukeevalve.com/wp-content/uploads/ioms/HPButterflyIOM.pdf |  | 06/19/07
HP0722 | HP3LSS4213 030 |  | HP3LSS | HP3LSS4213 | 3 | 74 | 3 | HIGH PERFORMANCE BUTTERFLY,300 LUG,SS BODY,SS DISC,17-4 STEM,RPTFE SEAT,PTFE STM PKGN,GEAR OP | 5044.01 | 28 | 1.88 | 5.75 | 13.45 | 1 |  |  |  | 697988712539 | 69798871253 | https://www.milwaukeevalve.com/wp-content/uploads/spec-sheets/HPSeriesLug_2.5-8withGear.pdf | https://www.milwaukeevalve.com/wp-content/uploads/ioms/HPButterflyIOM.pdf |  | 12/05/17
HP0722 | HP3LSS4213 040 |  | HP3LSS | HP3LSS4213 | 4 | 74 | 4 | HIGH PERFORMANCE BUTTERFLY,300 LUG,SS BODY,SS DISC,17-4 STEM,RPTFE SEAT,PTFE STEM PKGN,GEAR OP | 5796.33 | 35 | 2.13 | 8.76 | 12.77 | 1 |  |  |  | 697988590717 | 69798859071 | https://www.milwaukeevalve.com/wp-content/uploads/spec-sheets/HPSeriesLug_2.5-8withGear.pdf | https://www.milwaukeevalve.com/wp-content/uploads/ioms/HPButterflyIOM.pdf |  | 06/19/07
HP0722 | HP3LSS4213 050 |  | HP3LSS | HP3LSS4213 | 5 | 74 | 5 | HIGH PERFORMANCE BUTTERFLY,300 LUG,SS BODY,SS DISC,17-4 STEM,RPTFE SEAT,PTFE STM PKGN,GEAR OP | 9132.57 | 28 | 2.13 | 10.75 | 18.7 | 1 |  |  |  | 697988712546 | 69798871254 | https://www.milwaukeevalve.com/wp-content/uploads/spec-sheets/HPSeriesLug_2.5-8withGear.pdf | https://www.milwaukeevalve.com/wp-content/uploads/ioms/HPButterflyIOM.pdf |  | 12/05/17
HP0722 | HP3LSS4213 060 |  | HP3LSS | HP3LSS4213 | 6 | 74 | 6 | HIGH PERFORMANCE BUTTERFLY,300 LUG,SS BODY,SS DISC,17-4 STEM,RPTFE SEAT,PTFE STEM PKGN,GEAR OP | 9132.57 | 72.946 | 2.31 | 11 | 16.56 | 1 |  |  |  | 697988586116 | 69798858611 | https://www.milwaukeevalve.com/wp-content/uploads/spec-sheets/HPSeriesLug_2.5-8withGear.pdf | https://www.milwaukeevalve.com/wp-content/uploads/ioms/HPButterflyIOM.pdf |  | 12/15/06
HP0722 | HP3LSS4213 080 |  | HP3LSS | HP3LSS4213 | 8 | 74 | 8 | HIGH PERFORMANCE BUTTERFLY,300 LUG,SS BODY,SS DISC,17-4 STEM,RPTFE SEAT,PTFE STEM PKGN,GEAR OP | 14531.31 | 110 | 2.88 | 13.25 | 21.67 | 1 |  |  |  | 697988542839 | 69798854283 | https://www.milwaukeevalve.com/wp-content/uploads/spec-sheets/HPSeriesLug_2.5-8withGear.pdf | https://www.milwaukeevalve.com/wp-content/uploads/ioms/HPButterflyIOM.pdf |  | 01/26/05
HP0722 | HP3LSS4213 100 |  | HP3LSS | HP3LSS4213 | 10 | 74 | 10 | HIGH PERFORMANCE BUTTERFLY,300 LUG,SS BODY,SS DISC,17-4 STEM,RPTFE SEAT,PTFE STEM PKGN,GEAR OP | 24569.11 | 167 | 3.25 | 17.25 | 28.4 | 1 |  |  |  | 697988546240 | 69798854624 | https://www.milwaukeevalve.com/wp-content/uploads/spec-sheets/HPSeriesLug_10-24withGear.pdf | https://www.milwaukeevalve.com/wp-content/uploads/ioms/HPButterflyIOM.pdf |  | 06/02/05
HP0722 | HP3LSS4213 120 |  | HP3LSS | HP3LSS4213 | 12 | 74 | 12 | HIGH PERFORMANCE BUTTERFLY,300 LUG,SS BODY,SS DISC,17-4 STEM,RPTFE SEAT,PTFE STEM PKGN,GEAR OP | 33409.69 | 150 | 3.63 | 20.25 | 31.18 | 1 |  |  |  | 697988670617 | 69798867061 | https://www.milwaukeevalve.com/wp-content/uploads/spec-sheets/HPSeriesLug_10-24withGear.pdf | https://www.milwaukeevalve.com/wp-content/uploads/ioms/HPButterflyIOM.pdf |  | 09/26/13
HP0722 | HP3LSS5111 100 |  | HP3LSS | HP3LSS5111 | 10 | 74 | 10 | HIGH PERFORMANCE BUTTERFLY,300 LUG,SS BODY,SS DISC,316 STEM,PTFE SEAT,PTFE STEM PKGN,BARE STEM OP | 23356.66 | 132 | 3.25 | 17.25 | 28.4 | 1 | 25.4 | 19.7 | 7.5 | 697988685437 | 69798868543 | https://www.milwaukeevalve.com/wp-content/uploads/spec-sheets/HPSeriesLug_10-24withGear.pdf | https://www.milwaukeevalve.com/wp-content/uploads/ioms/HPButterflyIOM.pdf |  | 02/06/15
HP0722 | HP3LSS5113 100 |  | HP3LSS | HP3LSS5113 | 10 | 74 | 10 | HIGH PERFORMANCE BUTTERFLY,300 LUG,SS BODY,SS DISC,316 STEM,PTFE SEAT,PTFE STEM PKGN,GEAR OP | 25288.35 | 167 | 3.25 | 17.25 | 28.4 | 1 |  |  |  | 697988685444 | 69798868544 | https://www.milwaukeevalve.com/wp-content/uploads/spec-sheets/HPSeriesLug_10-24withGear.pdf | https://www.milwaukeevalve.com/wp-content/uploads/ioms/HPButterflyIOM.pdf |  | 02/06/15
HP0722 | HP3LSS51G1 030 |  | HP3LSS | HP3LSS51G1 | 3 | 74 | 3 | HIGH PERFORMANCE BUTTERFLY,300 LUG,SS BODY,SS DISC,316 STEM,PTFE SEAT,GRAPHITE STEM PKGN,BARE STM OP | 4600.83 | 18.52 | 1.88 | 5.75 | 13.45 | 1 |  |  |  | 697988679672 | 69798867967 | https://www.milwaukeevalve.com/wp-content/uploads/spec-sheets/HPSeriesLug_2.5-8withLever.pdf | https://www.milwaukeevalve.com/wp-content/uploads/ioms/HPButterflyIOM.pdf |  | 06/18/14
HP0722 | HP3LSS51G1 040 |  | HP3LSS | HP3LSS51G1 | 4 | 74 | 4 | HIGH PERFORMANCE BUTTERFLY,300 LUG,SS BODY,SS DISC,316 STEM,PTFE SEAT,GRAPHITE STEM PKGN,BARE STM OP | 5183.01 | 20 | 2.13 | 8.76 | 12.77 | 1 |  |  |  | 697988679689 | 69798867968 | https://www.milwaukeevalve.com/wp-content/uploads/spec-sheets/HPSeriesLug_2.5-8withLever.pdf | https://www.milwaukeevalve.com/wp-content/uploads/ioms/HPButterflyIOM.pdf |  | 06/18/14
HP0722 | HP3LSS51G1 060 |  | HP3LSS | HP3LSS51G1 | 6 | 74 | 6 | HIGH PERFORMANCE BUTTERFLY,300 LUG,SS BODY,SS DISC,316 STEM,PTFE SEAT,GRAPHITE STEM PKGN,BARE STM OP | 8938.44 | 36 | 2.31 | 11 | 16.56 | 1 |  |  |  | 697988679696 | 69798867969 | https://www.milwaukeevalve.com/wp-content/uploads/spec-sheets/HPSeriesLug_2.5-8withLever.pdf | https://www.milwaukeevalve.com/wp-content/uploads/ioms/HPButterflyIOM.pdf |  | 06/18/14
HP0722 | HP3LSS51G2 030 |  | HP3LSS | HP3LSS51G2 | 3 | 74 | 3 | HIGH PERFORMANCE BUTTERFLY,300 LUG,SS BODY,SS DISC,316 STEM,PTFE SEAT,GRAPHITE STEM PKGN,LVR-LOCK OP | 4788.6 | 22.108 | 1.88 | 5.75 | 13.45 | 1 |  |  |  | 697988679702 | 69798867970 | https://www.milwaukeevalve.com/wp-content/uploads/spec-sheets/HPSeriesLug_2.5-8withLever.pdf | https://www.milwaukeevalve.com/wp-content/uploads/ioms/HPButterflyIOM.pdf |  | 06/18/14
HP0722 | HP3LSS51G2 040 |  | HP3LSS | HP3LSS51G2 | 4 | 74 | 4 | HIGH PERFORMANCE BUTTERFLY,300 LUG,SS BODY,SS DISC,316 STEM,PTFE SEAT,GRAPHITE STEM PKGN,LVR-LOCK OP | 5374.89 | 29.7 | 2.13 | 8.76 | 12.77 | 1 |  |  |  | 697988679719 | 69798867971 | https://www.milwaukeevalve.com/wp-content/uploads/spec-sheets/HPSeriesLug_2.5-8withLever.pdf | https://www.milwaukeevalve.com/wp-content/uploads/ioms/HPButterflyIOM.pdf |  | 06/18/14
HP0722 | HP3LSS51G2 060 |  | HP3LSS | HP3LSS51G2 | 6 | 74 | 6 | HIGH PERFORMANCE BUTTERFLY,300 LUG,SS BODY,SS DISC,316 STEM,PTFE SEAT,GRAPHITE STEM PKGN,LVR-LOCK OP | 9172.15 | 52.06 | 2.31 | 11 | 16.56 | 1 |  |  |  | 697988679726 | 69798867972 | https://www.milwaukeevalve.com/wp-content/uploads/spec-sheets/HPSeriesLug_2.5-8withLever.pdf | https://www.milwaukeevalve.com/wp-content/uploads/ioms/HPButterflyIOM.pdf |  | 06/18/14
HP0722 | HP3LSS5211 025 |  | HP3LSS | HP3LSS5211 | 2 1/2 | 74 | 2.5 | HIGH PERFORMANCE BUTTERFLY,300 LUG,SS BODY,SS DISC,316 STEM,RPTFE SEAT,PTFE STEM PKGN,BARE STEM OP | 4374.79 | 16 | 1.88 | 5.06 | 12.01 | 1 | 12.9 | 9 | 4.5 | 697988657724 | 69798865772 | https://www.milwaukeevalve.com/wp-content/uploads/spec-sheets/HPSeriesLug_2.5-8withLever.pdf | https://www.milwaukeevalve.com/wp-content/uploads/ioms/HPButterflyIOM.pdf |  | 09/14/12
HP0722 | HP3LSS52G1 040 |  | HP3LSS | HP3LSS52G1 | 4 | 74 | 4 | HIGH PERFORMANCE BUTTERFLY,300 LUG,SS BODY,SS DISC,316 STEM,RPTFE SEAT,GRAPHITE STEM PKGN,BARE STEM | 4995.26 | 0 | 2.13 | 8.76 | 12.77 | 0 |  |  |  | 697988724648 | 69798872464 | https://www.milwaukeevalve.com/wp-content/uploads/spec-sheets/HPSeriesLug_2.5-8withLever.pdf | https://www.milwaukeevalve.com/wp-content/uploads/ioms/HPButterflyIOM.pdf |  | 02/21/19
HP0722 | HP3WCS4211 030 |  | HP3WCS | HP3WCS4211 | 3 | 74 | 3 | HIGH PERFORMANCE BUTTERFLY,300 WAFER,CS BODY,SS DISC,17-4 STM,RPTFE SEAT,PTFE STEM PKGN,BARE STEM OP | 2311.27 | 11 | 1.88 | 5.75 | 12.72 | 1 | 13.9 | 9.7 | 5.7 | 697988543225 | 69798854322 | https://www.milwaukeevalve.com/wp-content/uploads/spec-sheets/HPSeriesLug_2.5-8withLever.pdf | https://www.milwaukeevalve.com/wp-content/uploads/ioms/HPButterflyIOM.pdf |  | 02/02/05
HP0722 | HP3WCS4211 040 |  | HP3WCS | HP3WCS4211 | 4 | 74 | 4 | HIGH PERFORMANCE BUTTERFLY,300 WAFER,CS BODY,SS DISC,17-4 STM,RPTFE SEAT,PTFE STEM PKGN,BARE STEM OP | 2811.94 | 24 | 2.13 | 8.76 | 12.72 | 1 | 14 | 11 | 5.7 | 697988543232 | 69798854323 | https://www.milwaukeevalve.com/wp-content/uploads/spec-sheets/HPSeriesLug_2.5-8withLever.pdf | https://www.milwaukeevalve.com/wp-content/uploads/ioms/HPButterflyIOM.pdf |  | 02/02/05
HP0722 | HP3WCS4211 060 |  | HP3WCS | HP3WCS4211 | 6 | 74 | 6 | HIGH PERFORMANCE BUTTERFLY,300 WAFER,CS BODY,SS DISC,17-4 STM,RPTFE SEAT,PTFE STEM PKGN,BARE STEM OP | 3950.93 | 31.74 | 2.31 | 8.62 | 18.5 | 1 | 15.1 | 11.1 | 4.5 | 697988543249 | 69798854324 | https://www.milwaukeevalve.com/wp-content/uploads/spec-sheets/HPSeriesLug_2.5-8withLever.pdf | https://www.milwaukeevalve.com/wp-content/uploads/ioms/HPButterflyIOM.pdf |  | 02/02/05
HP0722 | HP3WCS4211 080 |  | HP3WCS | HP3WCS4211 | 8 | 74 | 8 | HIGH PERFORMANCE BUTTERFLY,300 WAFER,CS BODY,SS DISC,17-4 STM,RPTFE SEAT,PTFE STEM PKGN,BARE STEM OP | 7288.55 | 54.28 | 2.88 | 10.5 | 21.67 | 1 | 19.7 | 15 | 7.5 | 697988543256 | 69798854325 | https://www.milwaukeevalve.com/wp-content/uploads/spec-sheets/HPSeriesLug_2.5-8withLever.pdf | https://www.milwaukeevalve.com/wp-content/uploads/ioms/HPButterflyIOM.pdf |  | 02/02/05
HP0722 | HP3WCS4211 100 |  | HP3WCS | HP3WCS4211 | 10 | 74 | 10 | HIGH PERFORMANCE BUTTERFLY,300 WAFER,CS BODY,SS DISC,17-4 STM,RPTFE SEAT,PTFE STEM PKGN,BARE STEM OP | 10259.06 | 175 | 3.25 | 12.88 | 28.4 | 1 | 25.4 | 19.7 | 7.5 | 697988526693 | 69798852669 | https://www.milwaukeevalve.com/wp-content/uploads/spec-sheets/HPSeriesWafer_10-18withGear.pdf | https://www.milwaukeevalve.com/wp-content/uploads/ioms/HPButterflyIOM.pdf |  | 05/27/04
HP0722 | HP3WCS4211 120 |  | HP3WCS | HP3WCS4211 | 12 | 74 | 12 | HIGH PERFORMANCE BUTTERFLY,300 WAFER,CS BODY,SS DISC,17-4 STM,RPTFE SEAT,PTFE STEM PKGN,BARE STEM OP | 13922.07 | 130 | 3.63 | 15 | 31.18 | 1 |  |  |  | 697988526709 | 69798852670 | https://www.milwaukeevalve.com/wp-content/uploads/spec-sheets/HPSeriesWafer_10-18withGear.pdf | https://www.milwaukeevalve.com/wp-content/uploads/ioms/HPButterflyIOM.pdf |  | 05/27/04
HP0722 | HP3WCS4211 140 |  | HP3WCS | HP3WCS4211 | 14 | 7L | 14 | HIGH PERFORMANCE BUTTERFLY,300 WAFER,CS BODY,SS DISC,17-4 STM,RPTFE SEAT,PTFE STEM PKGN,BARE STEM OP | 27998.54 | 300 | 4.63 | 16.25 | 35.12 | 1 |  |  |  | 697988526716 | 69798852671 | https://www.milwaukeevalve.com/wp-content/uploads/spec-sheets/HPSeriesWafer_10-18withGear.pdf | https://www.milwaukeevalve.com/wp-content/uploads/ioms/HPButterflyIOM.pdf |  | 05/27/04
HP0722 | HP3WCS4211 160 |  | HP3WCS | HP3WCS4211 | 16 | 7L | 16 | HIGH PERFORMANCE BUTTERFLY,300 WAFER,CS BODY,SS DISC,17-4 STM,RPTFE SEAT,PTFE STEM PKGN,BARE STEM OP | 33434.71 | 283 | 5.25 | 25 | 38.12 | 1 |  |  |  | 697988526723 | 69798852672 | https://www.milwaukeevalve.com/wp-content/uploads/spec-sheets/HPSeriesWafer_10-18withGear.pdf | https://www.milwaukeevalve.com/wp-content/uploads/ioms/HPButterflyIOM.pdf |  | 05/27/04
HP0722 | HP3WCS4212 030 |  | HP3WCS | HP3WCS4212 | 3 | 74 | 3 | HIGH PERFORMANCE BUTTERFLY,300 WAFER,CS BODY,SS DISC,17-4 STM,RPTFE SEAT,PTFE STEM PKGN,LVR-LOCK OP | 2499.03 | 17.35 | 1.88 | 5.75 | 12.72 | 1 |  |  |  | 697988526655 | 69798852665 | https://www.milwaukeevalve.com/wp-content/uploads/spec-sheets/HPSeriesWafer_3-8withGear.pdf | https://www.milwaukeevalve.com/wp-content/uploads/ioms/HPButterflyIOM.pdf |  | 05/27/04
HP0722 | HP3WCS4212 040 |  | HP3WCS | HP3WCS4212 | 4 | 74 | 4 | HIGH PERFORMANCE BUTTERFLY,300 WAFER,CS BODY,SS DISC,17-4 STM,RPTFE SEAT,PTFE STEM PKGN,LVR-LOCK OP | 3008.04 | 20.88 | 2.13 | 8.76 | 12.72 | 1 |  |  |  | 697988526662 | 69798852666 | https://www.milwaukeevalve.com/wp-content/uploads/spec-sheets/HPSeriesWafer_3-8withGear.pdf | https://www.milwaukeevalve.com/wp-content/uploads/ioms/HPButterflyIOM.pdf |  | 05/27/04
HP0722 | HP3WCS4212 060 |  | HP3WCS | HP3WCS4212 | 6 | 74 | 6 | HIGH PERFORMANCE BUTTERFLY,300 WAFER,CS BODY,SS DISC,17-4 STM,RPTFE SEAT,PTFE STEM PKGN,LVR-LOCK OP | 4305.55 | 35.35 | 2.31 | 8.62 | 18.5 | 1 |  |  |  | 697988526679 | 69798852667 | https://www.milwaukeevalve.com/wp-content/uploads/spec-sheets/HPSeriesWafer_3-8withGear.pdf | https://www.milwaukeevalve.com/wp-content/uploads/ioms/HPButterflyIOM.pdf |  | 05/27/04
HP0722 | HP3WCS4213 040 |  | HP3WCS | HP3WCS4213 | 4 | 74 | 4 | HIGH PERFORMANCE BUTTERFLY,300 WAFER,CS BODY,SS DISC,17-4 STM,RPTFE SEAT,PTFE STEM PKGN,GEAR OP | 3579.59 | 20 | 2.13 | 8.76 | 12.72 | 1 |  |  |  | 697988560048 | 69798856004 | https://www.milwaukeevalve.com/wp-content/uploads/spec-sheets/HPSeriesWafer_3-8withGear.pdf | https://www.milwaukeevalve.com/wp-content/uploads/ioms/HPButterflyIOM.pdf |  | 11/09/05
HP0722 | HP3WCS4213 060 |  | HP3WCS | HP3WCS4213 | 6 | 74 | 6 | HIGH PERFORMANCE BUTTERFLY,300 WAFER,CS BODY,SS DISC,17-4 STM,RPTFE SEAT,PTFE STEM PKGN,GEAR OP | 4701.94 | 56.842 | 2.31 | 8.62 | 18.5 | 1 |  |  |  | 697988527850 | 69798852785 | https://www.milwaukeevalve.com/wp-content/uploads/spec-sheets/HPSeriesWafer_3-8withGear.pdf | https://www.milwaukeevalve.com/wp-content/uploads/ioms/HPButterflyIOM.pdf |  | 06/17/04
HP0722 | HP3WCS4213 080 |  | HP3WCS | HP3WCS4213 | 8 | 74 | 8 | HIGH PERFORMANCE BUTTERFLY,300 WAFER,CS BODY,SS DISC,17-4 STM,RPTFE SEAT,PTFE STEM PKGN,GEAR OP | 8097.87 | 85 | 2.88 | 10.5 | 21.67 | 1 |  |  |  | 697988550087 | 69798855008 | https://www.milwaukeevalve.com/wp-content/uploads/spec-sheets/HPSeriesWafer_3-8withGear.pdf | https://www.milwaukeevalve.com/wp-content/uploads/ioms/HPButterflyIOM.pdf |  | 08/05/05
HP0722 | HP3WCS4213 100 |  | HP3WCS | HP3WCS4213 | 10 | 74 | 10 | HIGH PERFORMANCE BUTTERFLY,300 WAFER,CS BODY,SS DISC,17-4 STM,RPTFE SEAT,PTFE STEM PKGN,GEAR OP | 12144.83 | 129 | 3.25 | 12.88 | 28.4 | 1 |  |  |  | 697988550070 | 69798855007 | https://www.milwaukeevalve.com/wp-content/uploads/spec-sheets/HPSeriesWafer_10-18withGear.pdf | https://www.milwaukeevalve.com/wp-content/uploads/ioms/HPButterflyIOM.pdf |  | 08/05/05
HP0722 | HP3WCS4213 120 |  | HP3WCS | HP3WCS4213 | 12 | 74 | 12 | HIGH PERFORMANCE BUTTERFLY,300 WAFER,CS BODY,SS DISC,17-4 STM,RPTFE SEAT,PTFE STEM PKGN,GEAR OP | 15812.02 | 219 | 3.63 | 15 | 31.18 | 1 |  |  |  | 697988632523 | 69798863252 | https://www.milwaukeevalve.com/wp-content/uploads/spec-sheets/HPSeriesWafer_10-18withGear.pdf | https://www.milwaukeevalve.com/wp-content/uploads/ioms/HPButterflyIOM.pdf |  | 08/16/10
HP0722 | HP3WCS4213 140 |  | HP3WCS | HP3WCS4213 | 14 | 7L | 14 | HIGH PERFORMANCE BUTTERFLY,300 WAFER,CS BODY,SS DISC,17-4 STM,RPTFE SEAT,PTFE STEM PKGN,GEAR OP | 30180.56 | 260 | 4.63 | 16.25 | 35.12 | 1 |  |  |  | 697988590854 | 69798859085 | https://www.milwaukeevalve.com/wp-content/uploads/spec-sheets/HPSeriesWafer_10-18withGear.pdf | https://www.milwaukeevalve.com/wp-content/uploads/ioms/HPButterflyIOM.pdf |  | 06/22/07
HP0722 | HP3WCS4411 040 |  | HP3WCS | HP3WCS4411 | 4 | 74 | 4 | HIGH PERFORMANCE BUTTERFLY,300 WAFER,CS BODY,SS DISC,17-4 STM,UHMWPE SEAT,PTFE STEM PKGN,BARE STEM | 3093.61 | 0 | 2.13 | 8.76 | 12.72 | 0 |  |  |  | 697988729056 | 69798872905 | https://www.milwaukeevalve.com/wp-content/uploads/spec-sheets/HPSeriesWafer_3-8withGear.pdf | https://www.milwaukeevalve.com/wp-content/uploads/ioms/HPButterflyIOM.pdf |  | 08/13/19
HP0722 | HP3WCS4412 040 |  | HP3WCS | HP3WCS4412 | 4 | 74 | 4 | HIGH PERFORMANCE BUTTERFLY,300 WAFER,CS BODY,SS DISC,17-4 STM,UHMWPE SEAT,PTFE STEM PKGN,LVR-LOCK OP | 3289.69 | 21 | 2.13 | 8.76 | 12.72 | 0 |  |  |  | 697988729032 | 69798872903 | https://www.milwaukeevalve.com/wp-content/uploads/spec-sheets/HPSeriesWafer_3-8withGear.pdf | https://www.milwaukeevalve.com/wp-content/uploads/ioms/HPButterflyIOM.pdf |  | 08/09/19
HP0722 | HP3WSS4111 030 |  | HP3WSS | HP3WSS4111 | 3 | 74 | 3 | HIGH PERFORMANCE BUTTERFLY,300 WAFER,SS BODY,SS DISC,17-4 STM,PTFE SEAT,PTFE STEM PKGN,BARE STEM OP | 3327.64 | 12.34 | 1.88 | 5.75 | 12.72 | 1 |  |  |  | 697988710757 | 69798871075 | https://www.milwaukeevalve.com/wp-content/uploads/spec-sheets/HPSeriesWafer_3-8withLever.pdf | https://www.milwaukeevalve.com/wp-content/uploads/ioms/HPButterflyIOM.pdf |  | 10/04/17
HP0722 | HP3WSS4112 030 |  | HP3WSS | HP3WSS4112 | 3 | 74 | 3 | HIGH PERFORMANCE BUTTERFLY,300 WAFER,SS BODY,SS DISC,17-4 STM,PTFE SEAT,PTFE STEM PKGN,LEVER OP | 3515.36 | 17.05 | 1.88 | 5.75 | 12.72 | 1 |  |  |  | 697988710689 | 69798871068 | https://www.milwaukeevalve.com/wp-content/uploads/spec-sheets/HPSeriesWafer_3-8withLever.pdf | https://www.milwaukeevalve.com/wp-content/uploads/ioms/HPButterflyIOM.pdf |  | 09/28/17
HP0722 | HP3WSS4211 030 |  | HP3WSS | HP3WSS4211 | 3 | 74 | 3 | HIGH PERFORMANCE BUTTERFLY,300 WAFER,SS BODY,SS DISC,17-4 STM,RPTFE SEAT,PTFE STEM PKGN,BARE STEM OP | 3174.95 | 12.34 | 1.88 | 5.75 | 12.72 | 1 | 13.9 | 9.7 | 5.7 | 697988543263 | 69798854326 | https://www.milwaukeevalve.com/wp-content/uploads/spec-sheets/HPSeriesLug_2.5-8withLever.pdf | https://www.milwaukeevalve.com/wp-content/uploads/ioms/HPButterflyIOM.pdf |  | 02/02/05
HP0722 | HP3WSS4211 040 |  | HP3WSS | HP3WSS4211 | 4 | 74 | 4 | HIGH PERFORMANCE BUTTERFLY,300 WAFER,SS BODY,SS DISC,17-4 STM,RPTFE SEAT,PTFE STEM PKGN,BARE STEM OP | 3642.19 | 16.88 | 2.13 | 8.76 | 12.72 | 1 | 14 | 11 | 5.7 | 697988543270 | 69798854327 | https://www.milwaukeevalve.com/wp-content/uploads/spec-sheets/HPSeriesLug_2.5-8withLever.pdf | https://www.milwaukeevalve.com/wp-content/uploads/ioms/HPButterflyIOM.pdf |  | 02/02/05
HP0722 | HP3WSS4211 060 |  | HP3WSS | HP3WSS4211 | 6 | 74 | 6 | HIGH PERFORMANCE BUTTERFLY,300 WAFER,SS BODY,SS DISC,17-4 STM,RPTFE SEAT,PTFE STEM PKGN,BARE STEM OP | 5719.89 | 32.44 | 2.31 | 8.62 | 18.5 | 1 | 15.1 | 11.1 | 4.5 | 697988543287 | 69798854328 | https://www.milwaukeevalve.com/wp-content/uploads/spec-sheets/HPSeriesLug_2.5-8withLever.pdf | https://www.milwaukeevalve.com/wp-content/uploads/ioms/HPButterflyIOM.pdf |  | 02/02/05
HP0722 | HP3WSS4211 080 |  | HP3WSS | HP3WSS4211 | 8 | 74 | 8 | HIGH PERFORMANCE BUTTERFLY,300 WAFER,SS BODY,SS DISC,17-4 STM,RPTFE SEAT,PTFE STEM PKGN,BARE STEM OP | 12069.73 | 53 | 2.88 | 10.5 | 21.67 | 1 | 19.7 | 15 | 7.5 | 697988543294 | 69798854329 | https://www.milwaukeevalve.com/wp-content/uploads/spec-sheets/HPSeriesLug_2.5-8withLever.pdf | https://www.milwaukeevalve.com/wp-content/uploads/ioms/HPButterflyIOM.pdf |  | 02/02/05
HP0722 | HP3WSS4211 100 |  | HP3WSS | HP3WSS4211 | 10 | 74 | 10 | HIGH PERFORMANCE BUTTERFLY,300 WAFER,SS BODY,SS DISC,17-4 STM,RPTFE SEAT,PTFE STEM PKGN,BARE STEM OP | 18014.87 | 129 | 3.25 | 12.88 | 28.4 | 1 | 25.4 | 19.7 | 7.5 | 697988526839 | 69798852683 | https://www.milwaukeevalve.com/wp-content/uploads/spec-sheets/HPSeriesWafer_10-18withGear.pdf | https://www.milwaukeevalve.com/wp-content/uploads/ioms/HPButterflyIOM.pdf |  | 05/27/04
HP0722 | HP3WSS4211 120 |  | HP3WSS | HP3WSS4211 | 12 | 74 | 12 | HIGH PERFORMANCE BUTTERFLY,300 WAFER,SS BODY,SS DISC,17-4 STM,RPTFE SEAT,PTFE STEM PKGN,BARE STEM OP | 26225.37 | 138 | 3.63 | 15 | 31.18 | 1 |  |  |  | 697988526846 | 69798852684 | https://www.milwaukeevalve.com/wp-content/uploads/spec-sheets/HPSeriesWafer_10-18withGear.pdf | https://www.milwaukeevalve.com/wp-content/uploads/ioms/HPButterflyIOM.pdf |  | 05/27/04
HP0722 | HP3WSS4211 140 |  | HP3WSS | HP3WSS4211 | 14 | 7L | 14 | HIGH PERFORMANCE BUTTERFLY,300 WAFER,SS BODY,SS DISC,17-4 STM,RPTFE SEAT,PTFE STEM PKGN,BARE STEM OP | 45900.76 | 206 | 4.63 | 16.25 | 35.12 | 1 |  |  |  | 697988526853 | 69798852685 | https://www.milwaukeevalve.com/wp-content/uploads/spec-sheets/HPSeriesWafer_10-18withGear.pdf | https://www.milwaukeevalve.com/wp-content/uploads/ioms/HPButterflyIOM.pdf |  | 05/27/04
HP0722 | HP3WSS4211 160 |  | HP3WSS | HP3WSS4211 | 16 | 7L | 16 | HIGH PERFORMANCE BUTTERFLY,300 WAFER,SS BODY,SS DISC,17-4 STM,RPTFE SEAT,PTFE STEM PKGN,BARE STEM OP | 49572.19 | 283 | 5.25 | 25 | 38.12 | 1 |  |  |  | 697988526860 | 69798852686 | https://www.milwaukeevalve.com/wp-content/uploads/spec-sheets/HPSeriesWafer_10-18withGear.pdf | https://www.milwaukeevalve.com/wp-content/uploads/ioms/HPButterflyIOM.pdf |  | 05/27/04
HP0722 | HP3WSS4212 030 |  | HP3WSS | HP3WSS4212 | 3 | 74 | 3 | HIGH PERFORMANCE BUTTERFLY,300 WAFER,SS BODY,SS DISC,17-4 STM,RPTFE SEAT,PTFE STEM PKGN,LVR-LOCK OP | 3362.62 | 17.05 | 1.88 | 5.75 | 12.72 | 1 |  |  |  | 697988526877 | 69798852687 | https://www.milwaukeevalve.com/wp-content/uploads/spec-sheets/HPSeriesWafer_3-8withLever.pdf | https://www.milwaukeevalve.com/wp-content/uploads/ioms/HPButterflyIOM.pdf |  | 05/27/04
HP0722 | HP3WSS4212 040 |  | HP3WSS | HP3WSS4212 | 4 | 74 | 4 | HIGH PERFORMANCE BUTTERFLY,300 WAFER,SS BODY,SS DISC,17-4 STM,RPTFE SEAT,PTFE STEM PKGN,LVR-LOCK OP | 3834.1 | 20.042 | 2.13 | 8.76 | 12.72 | 1 |  |  |  | 697988526884 | 69798852688 | https://www.milwaukeevalve.com/wp-content/uploads/spec-sheets/HPSeriesWafer_3-8withLever.pdf | https://www.milwaukeevalve.com/wp-content/uploads/ioms/HPButterflyIOM.pdf |  | 05/27/04
HP0722 | HP3WSS4212 060 |  | HP3WSS | HP3WSS4212 | 6 | 74 | 6 | HIGH PERFORMANCE BUTTERFLY,300 WAFER,SS BODY,SS DISC,17-4 STM,RPTFE SEAT,PTFE STEM PKGN,LVR-LOCK OP | 5957.69 | 80 | 2.31 | 8.62 | 18.5 | 1 |  |  |  | 697988526891 | 69798852689 | https://www.milwaukeevalve.com/wp-content/uploads/spec-sheets/HPSeriesWafer_3-8withLever.pdf | https://www.milwaukeevalve.com/wp-content/uploads/ioms/HPButterflyIOM.pdf |  | 05/27/04
HP0722 | HP3WSS4213 080 |  | HP3WSS | HP3WSS4213 | 8 | 74 | 8 | HIGH PERFORMANCE BUTTERFLY,300 WAFER,SS BODY,SS DISC,17-4 STM,RPTFE SEAT,PTFE STEM PKGN,GEAR OP | 12879.13 | 85 | 2.88 | 10.5 | 21.67 | 1 |  |  |  | 697988638297 | 69798863829 | https://www.milwaukeevalve.com/wp-content/uploads/spec-sheets/HPSeriesWafer_3-8withGear.pdf | https://www.milwaukeevalve.com/wp-content/uploads/ioms/HPButterflyIOM.pdf |  | 03/28/11
HP0722 | HP3WSS4213 120 |  | HP3WSS | HP3WSS4213 | 12 | 74 | 12 | HIGH PERFORMANCE BUTTERFLY,300 WAFER,SS BODY,SS DISC,17-4 STM,RPTFE SEAT,PTFE STEM PKGN,GEAR OP | 28157.13 | 219 | 3.63 | 15 | 31.18 | 1 |  |  |  | 697988638280 | 69798863828 | https://www.milwaukeevalve.com/wp-content/uploads/spec-sheets/HPSeriesWafer_10-18withGear.pdf | https://www.milwaukeevalve.com/wp-content/uploads/ioms/HPButterflyIOM.pdf |  | 03/28/11
HP0722 | HP3WSS5111 080 |  | HP3WSS | HP3WSS5111 | 8 | 74 | 8 | HIGH PERFORMANCE BUTTERFLY,300 WAFER,SS BODY,SS DISC,316 STEM,PTFE SEAT,PTFE STEM PKGN,BARE STM OP | 12696.06 | 68.1 | 2.88 | 10.5 | 21.67 | 1 | 19.7 | 15 | 7.5 | 697988636828 | 69798863682 | https://www.milwaukeevalve.com/wp-content/uploads/spec-sheets/HPSeriesLug_2.5-8withLever.pdf | https://www.milwaukeevalve.com/wp-content/uploads/ioms/HPButterflyIOM.pdf |  | 01/13/11
HP0722 | HP3WSS5113L 080 |  | HP3WSS | HP3WSS5113L | 8 | 74 | 8 | HIGH PERFORMANCE BUTTERFLY,300 WAFER,SS BODY,SS DISC,316 STEM,PTFE SEAT,PTFE STEM PKGN,GEAR OP,LOCKG | 13698.56 | 88 | 2.88 | 10.5 | 21.67 | 1 |  |  |  | 697988636811 | 69798863681 | https://www.milwaukeevalve.com/wp-content/uploads/spec-sheets/HPSeriesWafer_2.5-8withGear.pdf | https://www.milwaukeevalve.com/wp-content/uploads/ioms/HPButterflyIOM.pdf |  | 01/13/11
IBI722 | 0000028412 |  | 28412 | 28412 |  | AH | 0 | SQUARE OP NUT IB645 2" | 98.91 | 0.25 | 0 | 0 | 0 | 1 |  |  |  | 084738285519 | 08473828551 |  |  |  | 01/01/04
IBI722 | 0116000200 |  | 116 | 116 | 2 | AI | 2 | GLOBE VALVE,CI BODY,BRONZE TRIM,125 SWP,200 WOG | 4319.3 | 35 | 8 | 2 | 11.94 | 1 |  |  |  | 084738110705 | 08473811070 | https://www.hammondvalve.com/wp-content/uploads/spec-sheets/ir116.pdf | https://www.hammondvalve.com/wp-content/uploads/ioms/IronGateGlobeCheckIOM.pdf |  | 01/01/04
IBI722 | 0116000212 |  | 116 | 116 | 2 1/2 | AI | 2.5 | GLOBE VALVE,CI BODY,BRONZE TRIM,125 SWP,200 WOG | 4569.98 | 47 | 8.5 | 2.5 | 12.81 | 1 |  |  |  | 084738124214 | 08473812421 | https://www.hammondvalve.com/wp-content/uploads/spec-sheets/ir116.pdf | https://www.hammondvalve.com/wp-content/uploads/ioms/IronGateGlobeCheckIOM.pdf |  | 01/01/04
IBI722 | 0116000300 |  | 116 | 116 | 3 | AI | 3 | GLOBE VALVE,CI BODY,BRONZE TRIM,125 SWP,200 WOG | 5291.34 | 58.884 | 9.5 | 3 | 13.63 | 1 |  |  |  | 084738101543 | 08473810154 | https://www.hammondvalve.com/wp-content/uploads/spec-sheets/ir116.pdf | https://www.hammondvalve.com/wp-content/uploads/ioms/IronGateGlobeCheckIOM.pdf |  | 01/01/04
IBI722 | 0116000400 |  | 116 | 116 | 4 | AI | 4 | GLOBE VALVE,CI BODY,BRONZE TRIM,125 SWP,200 WOG | 7569.74 | 93 | 11.5 | 4 | 14.56 | 1 |  |  |  | 084738110712 | 08473811071 | https://www.hammondvalve.com/wp-content/uploads/spec-sheets/ir116.pdf | https://www.hammondvalve.com/wp-content/uploads/ioms/IronGateGlobeCheckIOM.pdf |  | 01/01/04
IBI722 | 0116000500 |  | 116 | 116 | 5 | AI | 5 | GLOBE VALVE,CI BODY,BRONZE TRIM,125 SWP,200 WOG | 13789.2 | 148 | 13 | 5 | 17.75 | 1 |  |  |  | 084738286714 | 08473828671 | https://www.hammondvalve.com/wp-content/uploads/spec-sheets/ir116.pdf | https://www.hammondvalve.com/wp-content/uploads/ioms/IronGateGlobeCheckIOM.pdf |  | 03/02/06
IBI722 | 0116000600 |  | 116 | 116 | 6 | AI | 6 | GLOBE VALVE,CI BODY,BRONZE TRIM,125 SWP,200 WOG | 13789.2 | 175 | 14 | 6 | 19.69 | 1 |  |  |  | 084738110729 | 08473811072 | https://www.hammondvalve.com/wp-content/uploads/spec-sheets/ir116.pdf | https://www.hammondvalve.com/wp-content/uploads/ioms/IronGateGlobeCheckIOM.pdf |  | 01/01/04
IBI722 | 0116000800 |  | 116 | 116 | 8 | AI | 8 | GLOBE VALVE,CI BODY,BRONZE TRIM,125 SWP,200 WOG | 26984.63 | 315 | 19.5 | 8 | 22.69 | 1 |  |  |  | 084738110736 | 08473811073 | https://www.hammondvalve.com/wp-content/uploads/spec-sheets/ir116.pdf | https://www.hammondvalve.com/wp-content/uploads/ioms/IronGateGlobeCheckIOM.pdf |  | 01/01/04
IBI722 | 0116HI0200 |  | 116 | 116HI | 2 | AJ | 2 | GLOBE VALVE,IRON BODY 125 SWP 200 WOG,BRONZE TRIM,IBBM | 3996.91 | 35.666 | 8 | 2 | 11.94 | 1 |  |  |  | 084738110675 | 08473811067 | https://www.hammondvalve.com/wp-content/uploads/spec-sheets/ir116hi.pdf | https://www.hammondvalve.com/wp-content/uploads/ioms/IronGateGlobeCheckIOM.pdf |  | 01/01/04
IBI722 | 0116HI0212 |  | 116 | 116HI | 2 1/2 | AJ | 2.5 | GLOBE VALVE,IRON BODY 125 SWP 200 WOG,BRONZE TRIM,IBBM | 4230.6 | 47.506 | 8.5 | 2.5 | 12.81 | 1 |  |  |  | 084738124160 | 08473812416 | https://www.hammondvalve.com/wp-content/uploads/spec-sheets/ir116hi.pdf | https://www.hammondvalve.com/wp-content/uploads/ioms/IronGateGlobeCheckIOM.pdf |  | 01/01/04
IBI722 | 0116HI0300 |  | 116 | 116HI | 3 | AJ | 3 | GLOBE VALVE,IRON BODY 125 SWP 200 WOG,BRONZE TRIM,IBBM | 4978.59 | 61.024 | 9.5 | 3 | 13.63 | 1 |  |  |  | 084738110682 | 08473811068 | https://www.hammondvalve.com/wp-content/uploads/spec-sheets/ir116hi.pdf | https://www.hammondvalve.com/wp-content/uploads/ioms/IronGateGlobeCheckIOM.pdf |  | 01/01/04
IBI722 | 0116HI0400 |  | 116 | 116HI | 4 | AJ | 4 | GLOBE VALVE,IRON BODY 125 SWP 200 WOG,BRONZE TRIM,IBBM | 7133.68 | 94 | 11.5 | 4 | 14.56 | 1 |  |  |  | 084738124177 | 08473812417 | https://www.hammondvalve.com/wp-content/uploads/spec-sheets/ir116hi.pdf | https://www.hammondvalve.com/wp-content/uploads/ioms/IronGateGlobeCheckIOM.pdf |  | 01/01/04
IBI722 | 0116HI0500 |  | 116 | 116HI | 5 | AJ | 5 | GLOBE VALVE,IRON BODY 125 SWP 200 WOG,BRONZE TRIM,IBBM | 12766.78 | 140 | 13 | 5 | 17.75 | 1 |  |  |  | 084738124184 | 08473812418 | https://www.hammondvalve.com/wp-content/uploads/spec-sheets/ir116hi.pdf | https://www.hammondvalve.com/wp-content/uploads/ioms/IronGateGlobeCheckIOM.pdf |  | 01/01/04
IBI722 | 0116HI0600 |  | 116 | 116HI | 6 | AJ | 6 | GLOBE VALVE,IRON BODY 125 SWP 200 WOG,BRONZE TRIM,IBBM | 12766.78 | 176 | 14 | 6 | 19.69 | 1 |  |  |  | 084738124191 | 08473812419 | https://www.hammondvalve.com/wp-content/uploads/spec-sheets/ir116hi.pdf | https://www.hammondvalve.com/wp-content/uploads/ioms/IronGateGlobeCheckIOM.pdf |  | 01/01/04
IBI722 | 0116HI0800 |  | 116 | 116HI | 8 | AJ | 8 | GLOBE VALVE,IRON BODY 125 SWP 200 WOG,BRONZE TRIM,IBBM | 24967.86 | 302 | 19.5 | 8 | 22.69 | 1 |  |  |  | 084738110699 | 08473811069 | https://www.hammondvalve.com/wp-content/uploads/spec-sheets/ir116hi.pdf | https://www.hammondvalve.com/wp-content/uploads/ioms/IronGateGlobeCheckIOM.pdf |  | 01/01/04
IBI722 | 0116HI1000 |  | 116 | 116HI | 10 | AJ | 10 | GLOBE VALVE,IRON BODY 125 SWP 200 WOG,BRONZE TRIM,IBBM | 39094.91 | 496 | 24.5 | 10 | 27 | 1 |  |  |  | 084738124207 | 08473812420 | https://www.hammondvalve.com/wp-content/uploads/spec-sheets/ir116hi.pdf | https://www.hammondvalve.com/wp-content/uploads/ioms/IronGateGlobeCheckIOM.pdf |  | 01/01/04
IBI722 | 0313HI0212 |  | 313 | 313HI | 2 1/2 | AJ | 2.5 | GLOBE VALVE,IRON BODY,250 SWP 500 WOG,BRONZE TRIM,FLANGED ENDS | 7806.82 | 85 | 11.5 | 2.5 | 13.56 | 1 |  |  |  | 084738286127 | 08473828612 | https://www.hammondvalve.com/wp-content/uploads/spec-sheets/ir313.pdf | https://www.hammondvalve.com/wp-content/uploads/ioms/IronGateGlobeCheckIOM.pdf |  | 01/01/04
IBI722 | 0313HI0300 |  | 313 | 313HI | 3 | AJ | 3 | GLOBE VALVE,IRON BODY,250 SWP 500 WOG,BRONZE TRIM,FLANGED ENDS | 8073.35 | 90 | 12.5 | 3 | 13.88 | 1 |  |  |  | 084738135715 | 08473813571 | https://www.hammondvalve.com/wp-content/uploads/spec-sheets/ir313.pdf | https://www.hammondvalve.com/wp-content/uploads/ioms/IronGateGlobeCheckIOM.pdf |  | 01/01/04
IBI722 | 0313HI0400 |  | 313 | 313HI | 4 | AJ | 4 | GLOBE VALVE,IRON BODY,250 SWP 500 WOG,BRONZE TRIM,FLANGED ENDS | 11869.2 | 165 | 14 | 4 | 16.63 | 1 |  |  |  | 084738135722 | 08473813572 | https://www.hammondvalve.com/wp-content/uploads/spec-sheets/ir313.pdf | https://www.hammondvalve.com/wp-content/uploads/ioms/IronGateGlobeCheckIOM.pdf |  | 01/01/04
IBI722 | 0313HI0600 |  | 313 | 313HI | 6 | AJ | 6 | GLOBE VALVE,IRON BODY,250 SWP 500 WOG,BRONZE TRIM,FLANGED ENDS | 14823.66 | 0 | 0 | 0 | 0 | 1 |  |  |  | 084738292074 | 08473829207 | https://www.hammondvalve.com/wp-content/uploads/spec-sheets/ir313.pdf | https://www.hammondvalve.com/wp-content/uploads/ioms/IronGateGlobeCheckIOM.pdf |  | 06/13/12
IBI722 | 0322HI0212 |  | 322 | 322HI | 2 1/2 | 87 | 2.5 | CHECK VALVE,250 SWP 500 WOG,BRONZE TRIM,FLANGED ENDS,IBBM | 5991.78 | 82 | 11.5 | 2.5 | 5.75 | 1 |  |  |  | 084738283539 | 08473828353 | https://www.hammondvalve.com/wp-content/uploads/spec-sheets/ir322hi.pdf | https://www.hammondvalve.com/wp-content/uploads/ioms/IronGateGlobeCheckIOM.pdf |  | 03/29/04
IBI722 | 0322HI0300 |  | 322 | 322HI | 3 | 87 | 3 | CHECK VALVE,250 SWP 500 WOG,BRONZE TRIM,FLANGED ENDS,IBBM | 6729.65 | 79 | 12.5 | 3 | 6.31 | 1 |  |  |  | 084738118411 | 08473811841 | https://www.hammondvalve.com/wp-content/uploads/spec-sheets/ir322hi.pdf | https://www.hammondvalve.com/wp-content/uploads/ioms/IronGateGlobeCheckIOM.pdf |  | 01/01/04
IBI722 | 0322HI0400 |  | 322 | 322HI | 4 | 87 | 4 | CHECK VALVE,250 SWP 500 WOG,BRONZE TRIM,FLANGED ENDS,IBBM | 8244.67 | 120 | 14 | 4 | 7.56 | 1 |  |  |  | 084738118428 | 08473811842 | https://www.milwaukeevalve.com/wp-content/uploads/spec-sheets/F2970M.pdf | https://www.milwaukeevalve.com/wp-content/uploads/ioms/IronGateGlobeCheckIOM.pdf |  | 01/01/04
IBI722 | 0322HI0600 |  | 322 | 322HI | 6 | 87 | 6 | CHECK VALVE,250 SWP 500 WOG,BRONZE TRIM,FLANGED ENDS,IBBM | 15443.52 | 0 | 17 | 6 | 8.5 | 1 |  |  |  | 084738295617 | 08473829561 | https://www.milwaukeevalve.com/wp-content/uploads/spec-sheets/F2970M.pdf | https://www.milwaukeevalve.com/wp-content/uploads/ioms/IronGateGlobeCheckIOM.pdf |  | 04/29/22
IBI722 | 0330000200 |  | 330 | 330 | 2 | AI | 2 | GATE VALVE,CI BODY,BRONZE TRIM,OS&Y,250 WSP 500 WOG,FLANGED ENDS | 4974.69 | 52.16 | 8.5 | 2 | 16 | 1 |  |  |  | 084738110231 | 08473811023 | https://www.hammondvalve.com/wp-content/uploads/spec-sheets/ir330.pdf | https://www.hammondvalve.com/wp-content/uploads/ioms/IronGateGlobeCheckIOM.pdf |  | 01/01/04
IBI722 | 0330000212 |  | 330 | 330 | 2 1/2 | AI | 2.5 | GATE VALVE,CI BODY,BRONZE TRIM,OS&Y,250 WSP 500 WOG,FLANGED ENDS | 6056.68 | 69.716 | 9.5 | 2.5 | 17.88 | 1 |  |  |  | 084738124344 | 08473812434 | https://www.hammondvalve.com/wp-content/uploads/spec-sheets/ir330.pdf | https://www.hammondvalve.com/wp-content/uploads/ioms/IronGateGlobeCheckIOM.pdf |  | 01/01/04
IBI722 | 0330000300 |  | 330 | 330 | 3 | AI | 3 | GATE VALVE,CI BODY,BRONZE TRIM,OS&Y,250 WSP 500 WOG,FLANGED ENDS | 6866.04 | 100 | 11.13 | 3 | 20.13 | 1 |  |  |  | 084738110255 | 08473811025 | https://www.hammondvalve.com/wp-content/uploads/spec-sheets/ir330.pdf | https://www.hammondvalve.com/wp-content/uploads/ioms/IronGateGlobeCheckIOM.pdf |  | 01/01/04
IBI722 | 0330000400 |  | 330 | 330 | 4 | AI | 4 | GATE VALVE,CI BODY,BRONZE TRIM,OS&Y,250 WSP 500 WOG,FLANGED ENDS | 9953.72 | 160 | 12 | 4 | 26.75 | 1 |  |  |  | 084738110262 | 08473811026 | https://www.hammondvalve.com/wp-content/uploads/spec-sheets/ir330.pdf | https://www.hammondvalve.com/wp-content/uploads/ioms/IronGateGlobeCheckIOM.pdf |  | 01/01/04
IBI722 | 0330000500 |  | 330 | 330 | 5 | AI | 5 | GATE VALVE,CI BODY,BRONZE TRIM,OS&Y,250 WSP 500 WOG,FLANGED ENDS | 16854.96 | 224 | 15 | 5 | 31.13 | 1 |  |  |  | 084738110279 | 08473811027 | https://www.hammondvalve.com/wp-content/uploads/spec-sheets/ir330.pdf | https://www.hammondvalve.com/wp-content/uploads/ioms/IronGateGlobeCheckIOM.pdf |  | 01/01/04
IBI722 | 0330000600 |  | 330 | 330 | 6 | AI | 6 | GATE VALVE,CI BODY,BRONZE TRIM,OS&Y,250 WSP 500 WOG,FLANGED ENDS | 16854.96 | 292 | 15.88 | 6 | 33.75 | 1 |  |  |  | 084738110286 | 08473811028 | https://www.hammondvalve.com/wp-content/uploads/spec-sheets/ir330.pdf | https://www.hammondvalve.com/wp-content/uploads/ioms/IronGateGlobeCheckIOM.pdf |  | 01/01/04
IBI722 | 0330000800S | S | 330 | 330 | 8 | AI | 8 | GATE VALVE,CI BODY,BRONZE TRIM,OS&Y,250 WSP 500 WOG,FLANGED ENDS | 29025.55 | 0 | 16.5 | 8 | 42.25 | 1 |  |  |  | 084738294559 | 08473829455 | https://www.hammondvalve.com/wp-content/uploads/spec-sheets/ir330.pdf | https://www.hammondvalve.com/wp-content/uploads/ioms/IronGateGlobeCheckIOM.pdf |  | 02/18/19
IBI722 | 0330001000S | S | 330 | 330 | 10 | AI | 10 | GATE VALVE,CI BODY,BRONZE TRIM,OS&Y,250 WSP 500 WOG,FLANGED ENDS | 43703.28 | 0 | 18 | 10 | 54 | 1 |  |  |  | 084738294566 | 08473829456 | https://www.hammondvalve.com/wp-content/uploads/spec-sheets/ir330.pdf | https://www.hammondvalve.com/wp-content/uploads/ioms/IronGateGlobeCheckIOM.pdf |  | 02/18/19
IBI722 | 0330001200S | S | 330 | 330 | 12 | AI | 12 | GATE VALVE,CI BODY,BRONZE TRIM,OS&Y,250 WSP 500 WOG,FLANGED ENDS | 68189.55 | 0 | 19.75 | 12 | 54.25 | 1 |  |  |  | 084738294573 | 08473829457 | https://www.hammondvalve.com/wp-content/uploads/spec-sheets/ir330.pdf | https://www.hammondvalve.com/wp-content/uploads/ioms/IronGateGlobeCheckIOM.pdf |  | 02/18/19
IBI722 | 0330HI0200 |  | 330 | 330HI | 2 | AJ | 2 | GATE VALVE,IRON BODY,250 SWP 500 WOG,BRONZE TRIM,FLANGED ENDS,OS & Y,IBBM | 4945.89 | 51.24 | 8.5 | 2 | 15 | 1 |  |  |  | 084738124252 | 08473812425 | https://www.hammondvalve.com/wp-content/uploads/spec-sheets/ir322hi.pdf | https://www.hammondvalve.com/wp-content/uploads/ioms/IronGateGlobeCheckIOM.pdf |  | 01/01/04
IBI722 | 0330HI0212 |  | 330 | 330HI | 2 1/2 | AJ | 2.5 | GATE VALVE,IRON BODY,250 SWP 500 WOG,BRONZE TRIM,FLANGED ENDS,OS & Y,IBBM | 5712.5 | 70 | 9.5 | 2.5 | 16.88 | 1 |  |  |  | 084738124269 | 08473812426 | https://www.hammondvalve.com/wp-content/uploads/spec-sheets/ir322hi.pdf | https://www.hammondvalve.com/wp-content/uploads/ioms/IronGateGlobeCheckIOM.pdf |  | 01/01/04
IBI722 | 0330HI0300 |  | 330 | 330HI | 3 | AJ | 3 | GATE VALVE,IRON BODY,250 SWP 500 WOG,BRONZE TRIM,FLANGED ENDS,OS & Y,IBBM | 6371.69 | 101.5 | 11.13 | 3 | 19.38 | 1 |  |  |  | 084738124276 | 08473812427 | https://www.hammondvalve.com/wp-content/uploads/spec-sheets/ir322hi.pdf | https://www.hammondvalve.com/wp-content/uploads/ioms/IronGateGlobeCheckIOM.pdf |  | 01/01/04
IBI722 | 0330HI0400 |  | 330 | 330HI | 4 | AJ | 4 | GATE VALVE,IRON BODY,250 SWP 500 WOG,BRONZE TRIM,FLANGED ENDS,OS & Y,IBBM | 9405.6 | 166 | 12 | 4 | 23.63 | 1 |  |  |  | 084738124283 | 08473812428 | https://www.hammondvalve.com/wp-content/uploads/spec-sheets/ir322hi.pdf | https://www.hammondvalve.com/wp-content/uploads/ioms/IronGateGlobeCheckIOM.pdf |  | 01/01/04
IBI722 | 0330HI0500 |  | 330 | 330HI | 5 | AJ | 5 | GATE VALVE,IRON BODY,250 SWP 500 WOG,BRONZE TRIM,FLANGED ENDS,OS & Y,IBBM | 15936.34 | 227 | 15 | 5 | 27.75 | 1 |  |  |  | 084738124290 | 08473812429 | https://www.hammondvalve.com/wp-content/uploads/spec-sheets/ir322hi.pdf | https://www.hammondvalve.com/wp-content/uploads/ioms/IronGateGlobeCheckIOM.pdf |  | 01/01/04
IBI722 | 0330HI0600 |  | 330 | 330HI | 6 | AJ | 6 | GATE VALVE,IRON BODY,250 SWP 500 WOG,BRONZE TRIM,FLANGED ENDS,OS & Y,IBBM | 15936.34 | 288 | 15.88 | 6 | 32.38 | 1 |  |  |  | 084738124306 | 08473812430 | https://www.hammondvalve.com/wp-content/uploads/spec-sheets/ir322hi.pdf | https://www.hammondvalve.com/wp-content/uploads/ioms/IronGateGlobeCheckIOM.pdf |  | 01/01/04
IBI722 | 0330HI0800S | S | 330 | 330HI | 8 | AJ | 8 | GATE VALVE,IRON BODY,250 SWP 500 WOG,BRONZE TRIM,FLANGED ENDS,OS & Y,IBBM | 27440.74 | 0 | 16.5 | 8 | 40.5 | 1 |  |  |  | 084738294580 | 08473829458 | https://www.hammondvalve.com/wp-content/uploads/spec-sheets/ir322hi.pdf | https://www.hammondvalve.com/wp-content/uploads/ioms/IronGateGlobeCheckIOM.pdf |  | 02/18/19
IBI722 | 0330HI1000S | S | 330 | 330HI | 10 | AJ | 10 | GATE VALVE,IRON BODY,250 SWP 500 WOG,BRONZE TRIM,FLANGED ENDS,OS & Y,IBBM | 40534.78 | 0 | 18 | 10 | 49 | 1 |  |  |  | 084738294597 | 08473829459 | https://www.hammondvalve.com/wp-content/uploads/spec-sheets/ir322hi.pdf | https://www.hammondvalve.com/wp-content/uploads/ioms/IronGateGlobeCheckIOM.pdf |  | 02/18/19
IBI722 | 0330HI1200S | S | 330 | 330HI | 12 | AJ | 12 | GATE VALVE,IRON BODY,250 SWP 500 WOG,BRONZE TRIM,FLANGED ENDS,OS & Y,IBBM | 60874.61 | 0 | 19.75 | 12 | 56.88 | 1 |  |  |  | 084738294603 | 08473829460 | https://www.hammondvalve.com/wp-content/uploads/spec-sheets/ir322hi.pdf | https://www.hammondvalve.com/wp-content/uploads/ioms/IronGateGlobeCheckIOM.pdf |  | 02/18/19
IBI722 | 0337HI0012 |  | 337 | 337HI | 1/2 | AJ | 0.5 | CLIP GATE VALVE,IRON BODY,150 SWP 225 WOG,CLASS 150,BRONZE TRIM,RISING STEM,THREADED ENDS | 663.82 | 1.45 | 5 | 0.5 | 2.09 | 1 |  |  |  | 084738124375 | 08473812437 | https://www.hammondvalve.com/wp-content/uploads/spec-sheets/ir337hi.pdf | https://www.hammondvalve.com/wp-content/uploads/ioms/IronGateGlobeCheckIOM.pdf |  | 01/01/04
IBI722 | 0337HI0014 |  | 337 | 337HI | 1/4 | AJ | 0.25 | CLIP GATE VALVE,IRON BODY,150 SWP 225 WOG,CLASS 150,BRONZE TRIM,RISING STEM,THREADED ENDS | 663.82 | 1.52 | 5 | 0.25 | 2.09 | 1 |  |  |  | 084738111436 | 08473811143 | https://www.hammondvalve.com/wp-content/uploads/spec-sheets/ir337hi.pdf | https://www.hammondvalve.com/wp-content/uploads/ioms/IronGateGlobeCheckIOM.pdf |  | 01/01/04
IBI722 | 0337HI0034 |  | 337 | 337HI | 3/4 | AJ | 0.75 | CLIP GATE VALVE,IRON BODY,150 SWP 225 WOG,CLASS 150,BRONZE TRIM,RISING STEM,THREADED ENDS | 691.83 | 2.33 | 6.21 | 0.75 | 2.35 | 1 |  |  |  | 084738124382 | 08473812438 | https://www.hammondvalve.com/wp-content/uploads/spec-sheets/ir337hi.pdf | https://www.hammondvalve.com/wp-content/uploads/ioms/IronGateGlobeCheckIOM.pdf |  | 01/01/04
IBI722 | 0337HI0038 |  | 337 | 337HI | 3/8 | AJ | 0.375 | CLIP GATE VALVE,IRON BODY,150 SWP 225 WOG,CLASS 150,BRONZE TRIM,RISING STEM,THREADED ENDS | 663.82 | 1.76 | 5 | 0.25 | 2.09 | 1 |  |  |  | 084738124399 | 08473812439 | https://www.hammondvalve.com/wp-content/uploads/spec-sheets/ir337hi.pdf | https://www.hammondvalve.com/wp-content/uploads/ioms/IronGateGlobeCheckIOM.pdf |  | 01/01/04
IBI722 | 0337HI0100 |  | 337 | 337HI | 1 | AJ | 1 | CLIP GATE VALVE,IRON BODY,150 SWP 225 WOG,CLASS 150,BRONZE TRIM,RISING STEM,THREADED ENDS | 747.93 | 3.58 | 7.5 | 1 | 2.4 | 1 |  |  |  | 084738115342 | 08473811534 | https://www.hammondvalve.com/wp-content/uploads/spec-sheets/ir337hi.pdf | https://www.hammondvalve.com/wp-content/uploads/ioms/IronGateGlobeCheckIOM.pdf |  | 01/01/04
IBI722 | 0337HI0112 |  | 337 | 337HI | 1 1/2 | AJ | 1.5 | CLIP GATE VALVE,IRON BODY,150 SWP 225 WOG,CLASS 150,BRONZE TRIM,RISING STEM,THREADED ENDS | 1075.16 | 6.28 | 9.14 | 1.5 | 3.14 | 1 |  |  |  | 084738124405 | 08473812440 | https://www.hammondvalve.com/wp-content/uploads/spec-sheets/ir337hi.pdf | https://www.hammondvalve.com/wp-content/uploads/ioms/IronGateGlobeCheckIOM.pdf |  | 01/01/04
IBI722 | 0337HI0114 |  | 337 | 337HI | 1 1/4 | AJ | 1.25 | CLIP GATE VALVE,IRON BODY,150 SWP 225 WOG,CLASS 150,BRONZE TRIM,RISING STEM,THREADED ENDS | 925.54 | 9.8 | 9 | 1.25 | 2.87 | 1 |  |  |  | 084738111443 | 08473811144 | https://www.hammondvalve.com/wp-content/uploads/spec-sheets/ir337hi.pdf | https://www.hammondvalve.com/wp-content/uploads/ioms/IronGateGlobeCheckIOM.pdf |  | 01/01/04
IBI722 | 0337HI0200 |  | 337 | 337HI | 2 | AJ | 2 | CLIP GATE VALVE,IRON BODY,150 SWP 225 WOG,CLASS 150,BRONZE TRIM,RISING STEM,THREADED ENDS | 1626.81 | 10.316 | 11.57 | 2 | 3.7 | 1 |  |  |  | 084738111450 | 08473811145 | https://www.hammondvalve.com/wp-content/uploads/spec-sheets/ir337hi.pdf | https://www.hammondvalve.com/wp-content/uploads/ioms/IronGateGlobeCheckIOM.pdf |  | 01/01/04
IBI722 | 0337HI0212 |  | 337 | 337HI | 2 1/2 | AJ | 2.5 | CLIP GATE VALVE,IRON BODY,150 SWP 225 WOG,CLASS 150,BRONZE TRIM,RISING STEM,THREADED ENDS | 2155 | 24.7 | 12.87 | 2.5 | 12.87 | 1 |  |  |  | 084738124412 | 08473812441 | https://www.hammondvalve.com/wp-content/uploads/spec-sheets/ir337hi.pdf | https://www.hammondvalve.com/wp-content/uploads/ioms/IronGateGlobeCheckIOM.pdf |  | 01/01/04
IBI722 | 0337HI0300 |  | 337 | 337HI | 3 | AJ | 3 | CLIP GATE VALVE,IRON BODY,150 SWP 225 WOG,CLASS 150,BRONZE TRIM,RISING STEM,THREADED ENDS | 3192.8 | 23.286 | 14.67 | 3 | 4.56 | 1 |  |  |  | 084738110668 | 08473811066 | https://www.hammondvalve.com/wp-content/uploads/spec-sheets/ir337hi.pdf | https://www.hammondvalve.com/wp-content/uploads/ioms/IronGateGlobeCheckIOM.pdf |  | 01/01/04
IBI722 | 0412000012 |  | 412 | 412 | 1/2 | AH | 0.5 | GLOBE VALVE,BRONZE BODY AND DISC,300 SWP,1000 WOG,THREADED ENDS.UNION BONNET | 427.47 | 1.3 | 2.44 | 0.5 | 4.5 | 10 | 10 | 7.5 | 2.5 | 084738104261 | 08473810426 | https://www.hammondvalve.com/wp-content/uploads/spec-sheets/ib412.pdf | https://www.hammondvalve.com/wp-content/uploads/BronzeGateGlobeCheckIOM.pdf |  | 01/01/04
IBI722 | 0412000014 |  | 412 | 412 | 1/4 | AH | 0.25 | GLOBE VALVE,BRONZE BODY AND DISC,300 SWP,1000 WOG,THREADED ENDS,UNION BONNET | 427.47 | 0.82 | 2.06 | 0.25 | 4 | 10 | 8.5 | 8.5 | 4.125 | 084738104247 | 08473810424 | https://www.hammondvalve.com/wp-content/uploads/spec-sheets/ib412.pdf | https://www.hammondvalve.com/wp-content/uploads/BronzeGateGlobeCheckIOM.pdf |  | 01/01/04
IBI722 | 0412000034 |  | 412 | 412 | 3/4 | AH | 0.75 | GLOBE VALVE,BRONZE BODY AND DISC,300 SWP,1000 WOG,THREADED ENDS,UNION BONNET | 619 | 2.1 | 2.94 | 0.75 | 5.19 | 6 | 10 | 7.5 | 2.5 | 084738104278 | 08473810427 | https://www.hammondvalve.com/wp-content/uploads/spec-sheets/ib412.pdf | https://www.hammondvalve.com/wp-content/uploads/BronzeGateGlobeCheckIOM.pdf |  | 01/01/04
IBI722 | 0412000038 |  | 412 | 412 | 3/8 | AH | 0.375 | GLOBE VALVE,BRONZE BODY AND DISC,300 SWP,1000 WOG,THREADED ENDS,UNION BONNET | 427.47 | 0.8 | 1.06 | 0.375 | 4 | 20 | 8.5 | 8.5 | 4.125 | 084738113232 | 08473811323 | https://www.hammondvalve.com/wp-content/uploads/spec-sheets/ib412.pdf | https://www.hammondvalve.com/wp-content/uploads/BronzeGateGlobeCheckIOM.pdf |  | 01/01/04
IBI722 | 0412000100 |  | 412 | 412 | 1 | AH | 1 | GLOBE VALVE,BRONZE BODY AND DISC,300 SWP,1000 WOG,THREADED ENDS,UNION BONNET | 923.65 | 3.7 | 3.75 | 1 | 6.38 | 6 | 10.5 | 10 | 3 | 084738104285 | 08473810428 | https://www.hammondvalve.com/wp-content/uploads/spec-sheets/ib412.pdf | https://www.hammondvalve.com/wp-content/uploads/BronzeGateGlobeCheckIOM.pdf |  | 01/01/04
IBI722 | 0412000112 |  | 412 | 412 | 1 1/2 | AH | 1.5 | GLOBE VALVE,BRONZE BODY AND DISC,300 SWP,1000 WOG,THREADED ENDS,UNION BONNET | 1685.06 | 7.3 | 4.75 | 1.5 | 7.75 | 4 | 13.565 | 8.9375 | 4.8125 | 084738104308 | 08473810430 | https://www.hammondvalve.com/wp-content/uploads/spec-sheets/ib412.pdf | https://www.hammondvalve.com/wp-content/uploads/BronzeGateGlobeCheckIOM.pdf |  | 01/01/04
IBI722 | 0412000114 |  | 412 | 412 | 1 1/4 | AH | 1.25 | GLOBE VALVE,BRONZE BODY AND DISC,300 SWP,1000 WOG,THREADED ENDS,UNION BONNET | 1414.93 | 5.3 | 4.25 | 1.25 | 7 | 4 | 12 | 7 | 3.5 | 084738104292 | 08473810429 | https://www.hammondvalve.com/wp-content/uploads/spec-sheets/ib412.pdf | https://www.hammondvalve.com/wp-content/uploads/BronzeGateGlobeCheckIOM.pdf |  | 01/01/04
IBI722 | 0412000200 |  | 412 | 412 | 2 | AH | 2 | GLOBE VALVE,BRONZE BODY AND DISC,300 SWP,1000 WOG,THREADED ENDS,UNION BONNET | 2549.7 | 11.74 | 5.75 | 2 | 10 | 2 | 13.565 | 8.9375 | 4.8125 | 084738104315 | 08473810431 | https://www.hammondvalve.com/wp-content/uploads/spec-sheets/ib412.pdf | https://www.hammondvalve.com/wp-content/uploads/BronzeGateGlobeCheckIOM.pdf |  | 01/01/04
IBI722 | 0413050012 |  | 413T | 413T | 1/2 | AH | 0.5 | GLOBE VALVE,BRONZE BODY,150 SWP 300 WOG,TFE DISC,UNION BONNET,THREADED ENDS | 373.34 | 1.3 | 2.44 | 0.5 | 4.56 | 10 | 11 | 8.25 | 3 | 084738104346 | 08473810434 | https://www.hammondvalve.com/wp-content/uploads/spec-sheets/ib413t.pdf | https://www.hammondvalve.com/wp-content/uploads/BronzeGateGlobeCheckIOM.pdf |  | 01/01/04
IBI722 | 0413050014 |  | 413T | 413T | 1/4 | AH | 0.25 | GLOBE VALVE,BRONZE BODY,150 SWP 300 WOG,TFE DISC,UNION BONNET,THREADED ENDS | 373.34 | 0.82 | 2.06 | 0.25 | 3.94 | 10 | 8.5 | 8.5 | 4.125 | 084738104322 | 08473810432 | https://www.hammondvalve.com/wp-content/uploads/spec-sheets/ib413t.pdf | https://www.hammondvalve.com/wp-content/uploads/BronzeGateGlobeCheckIOM.pdf |  | 01/01/04
IBI722 | 0413050018 |  | 413T | 413T | 1/8 | AH | 0.125 | GLOBE VALVE,BRONZE BODY,150 SWP 300 WOG,TFE DISC,UNION BONNET,THREADED ENDS | 373.34 | 0 | 2.06 | 0.125 | 3.94 | 1 | 14.25 | 9.5 | 2.75 | 697988682924 | 69798868292 | https://www.hammondvalve.com/wp-content/uploads/spec-sheets/ib413t.pdf | https://www.hammondvalve.com/wp-content/uploads/BronzeGateGlobeCheckIOM.pdf |  | 01/01/04
IBI722 | 0413050034 |  | 413T | 413T | 3/4 | AH | 0.75 | GLOBE VALVE,BRONZE BODY,150 SWP 300 WOG,TFE DISC,UNION BONNET,THREADED ENDS | 510.88 | 2.04 | 2.94 | 0.75 | 5.19 | 6 | 10 | 7.5 | 2.5 | 084738104353 | 08473810435 | https://www.hammondvalve.com/wp-content/uploads/spec-sheets/ib413t.pdf | https://www.hammondvalve.com/wp-content/uploads/BronzeGateGlobeCheckIOM.pdf |  | 01/01/04
IBI722 | 0413050038 |  | 413T | 413T | 3/8 | AH | 0.375 | GLOBE VALVE,BRONZE BODY,150 SWP 300 WOG,TFE DISC,UNION BONNET,THREADED ENDS | 373.34 | 0.84 | 2.06 | 0.375 | 4.25 | 10 | 8.5 | 8.5 | 4.125 | 084738104339 | 08473810433 | https://www.hammondvalve.com/wp-content/uploads/spec-sheets/ib413t.pdf | https://www.hammondvalve.com/wp-content/uploads/BronzeGateGlobeCheckIOM.pdf |  | 01/01/04
IBI722 | 0413050100 |  | 413T | 413T | 1 | AH | 1 | GLOBE VALVE,BRONZE BODY,150 SWP 300 WOG,TFE DISC,UNION BONNET,THREADED ENDS | 791.01 | 3.08 | 3.44 | 1 | 5.5 | 6 | 10.5 | 10 | 3 | 084738104360 | 08473810436 | https://www.hammondvalve.com/wp-content/uploads/spec-sheets/ib413t.pdf | https://www.hammondvalve.com/wp-content/uploads/BronzeGateGlobeCheckIOM.pdf |  | 01/01/04
IBI722 | 0413050112 |  | 413T | 413T | 1 1/2 | AH | 1.5 | GLOBE VALVE,BRONZE BODY,150 SWP 300 WOG,TFE DISC,UNION BONNET,THREADED ENDS | 1503.38 | 5.92 | 4.5 | 1.5 | 7.13 | 4 | 13.565 | 8.9375 | 4.8125 | 084738104384 | 08473810438 | https://www.hammondvalve.com/wp-content/uploads/spec-sheets/ib413t.pdf | https://www.hammondvalve.com/wp-content/uploads/BronzeGateGlobeCheckIOM.pdf |  | 01/01/04
IBI722 | 0413050114 |  | 413T | 413T | 1 1/4 | AH | 1.25 | GLOBE VALVE,BRONZE BODY,150 SWP 300 WOG,TFE DISC,UNION BONNET,THREADED ENDS | 1252.78 | 4.18 | 3.88 | 1.25 | 6.25 | 4 | 12 | 7 | 3.5 | 084738104377 | 08473810437 | https://www.hammondvalve.com/wp-content/uploads/spec-sheets/ib413t.pdf | https://www.hammondvalve.com/wp-content/uploads/BronzeGateGlobeCheckIOM.pdf |  | 01/01/04
IBI722 | 0413050200 |  | 413T | 413T | 2 | AH | 2 | GLOBE VALVE,BRONZE BODY,150 SWP 300 WOG,TFE DISC,UNION BONNET,THREADED ENDS | 2274.62 | 11.96 | 5.75 | 2 | 8.88 | 2 | 13.565 | 8.9375 | 4.8125 | 084738104391 | 08473810439 | https://www.hammondvalve.com/wp-content/uploads/spec-sheets/ib413t.pdf | https://www.hammondvalve.com/wp-content/uploads/BronzeGateGlobeCheckIOM.pdf |  | 01/01/04
IBI722 | 0413050212 |  | 413T | 413T | 2 1/2 | AH | 2.5 | GLOBE VALVE,BRONZE BODY,150 SWP 300 WOG,TFE DISC,UNION BONNET,THREADED ENDS | 4554.14 | 21.02 | 6.75 | 2.5 | 10.63 | 1 | 13.565 | 8.9375 | 4.8125 | 084738106999 | 08473810699 | https://www.hammondvalve.com/wp-content/uploads/spec-sheets/ib413t.pdf | https://www.hammondvalve.com/wp-content/uploads/BronzeGateGlobeCheckIOM.pdf |  | 01/01/04
IBI722 | 0413050300 |  | 413T | 413T | 3 | AH | 3 | GLOBE VALVE,BRONZE BODY,150 SWP 300 WOG,TFE DISC,UNION BONNET,THREADED ENDS | 6504.54 | 29.43 | 8 | 3 | 12.13 | 1 | 16 | 8.6875 | 4.9375 | 084738107040 | 08473810704 | https://www.hammondvalve.com/wp-content/uploads/spec-sheets/ib413t.pdf | https://www.hammondvalve.com/wp-content/uploads/BronzeGateGlobeCheckIOM.pdf |  | 01/01/04
IBI722 | 0415000012 |  | 415 | 415 | 1/2 | AH | 0.5 | GLOBE VALVE,BRONZE BODY,NEEDLE POINT BRONZE STEM,200 SWP,400 WOG,THREADED BONNET,THREADED ENDS | 535.5 | 0.72 | 2.31 | 0.5 | 3.63 | 10 | 8.5 | 8.5 | 4.125 | 084738104438 | 08473810443 | https://www.hammondvalve.com/wp-content/uploads/spec-sheets/ib415.pdf | https://www.hammondvalve.com/wp-content/uploads/BronzeGateGlobeCheckIOM.pdf |  | 01/01/04
IBI722 | 0415000014 |  | 415 | 415 | 1/4 | AH | 0.25 | GLOBE VALVE,BRONZE BODY,NEEDLE POINT BRONZE STEM,200 SWP,400 WOG,THREADED BONNET,THREADED ENDS | 427.47 | 0.5 | 1.63 | 0.25 | 3.19 | 10 | 8.5 | 8.5 | 4.125 | 084738104414 | 08473810441 | https://www.hammondvalve.com/wp-content/uploads/spec-sheets/ib415.pdf | https://www.hammondvalve.com/wp-content/uploads/BronzeGateGlobeCheckIOM.pdf |  | 01/01/04
IBI722 | 0415000018 |  | 415 | 415 | 1/8 | AH | 0.125 | GLOBE VALVE,BRONZE BODY,NEEDLE POINT BRONZE STEM,200 SWP,400 WOG,THREADED BONNET,THREADED ENDS | 427.47 | 0.51 | 1.63 | 0.125 | 3.19 | 1 | 8.5 | 8.5 | 4.125 | 084738104407 | 08473810440 | https://www.hammondvalve.com/wp-content/uploads/spec-sheets/ib415.pdf | https://www.hammondvalve.com/wp-content/uploads/BronzeGateGlobeCheckIOM.pdf |  | 01/01/04
IBI722 | 0415000034 |  | 415 | 415 | 3/4 | AH | 0.75 | GLOBE VALVE,BRONZE BODY,NEEDLE POINT BRONZE STEM,200 SWP,400 WOG,THREADED BONNET,THREADED ENDS | 840.13 | 1.08 | 2.56 | 0.75 | 3.94 | 6 | 7 | 7 | 3 | 084738104445 | 08473810444 | https://www.hammondvalve.com/wp-content/uploads/spec-sheets/ib415.pdf | https://www.hammondvalve.com/wp-content/uploads/BronzeGateGlobeCheckIOM.pdf |  | 01/01/04
IBI722 | 0415000038 |  | 415 | 415 | 3/8 | AH | 0.375 | GLOBE VALVE,BRONZE BODY,NEEDLE POINT BRONZE STEM,200 SWP,400 WOG,THREADED BONNET,THREADED ENDS | 481.44 | 0.66 | 1.81 | 0.375 | 3.19 | 10 | 8.5 | 8.5 | 4.125 | 084738104421 | 08473810442 | https://www.hammondvalve.com/wp-content/uploads/spec-sheets/ib415.pdf | https://www.hammondvalve.com/wp-content/uploads/BronzeGateGlobeCheckIOM.pdf |  | 01/01/04
IBI722 | 0418000012 |  | 418 | 418 | 1/2 | AH | 0.5 | GLOBE VALVE,BRONZE BODY AND DISC,125 SWP 200 WOG,THREADED BONNET,SOLDER ENDS | 324.28 | 0.74 | 2.44 | 0.5 | 3.75 | 10 | 8.5 | 8.5 | 4.125 | 084738101642 | 08473810164 | https://www.hammondvalve.com/wp-content/uploads/spec-sheets/ib418.pdf | https://www.hammondvalve.com/wp-content/uploads/BronzeGateGlobeCheckIOM.pdf |  | 01/01/04
IBI722 | 0418000034 |  | 418 | 418 | 3/4 | AH | 0.75 | GLOBE VALVE,BRONZE BODY AND DISC,125 SWP 200 WOG,THREADED BONNET,SOLDER ENDS | 427.47 | 1.1 | 3.19 | 0.75 | 4 | 6 | 10 | 7.5 | 2.5 | 084738101659 | 08473810165 | https://www.hammondvalve.com/wp-content/uploads/spec-sheets/ib418.pdf | https://www.hammondvalve.com/wp-content/uploads/BronzeGateGlobeCheckIOM.pdf |  | 01/01/04
IBI722 | 0418000038 |  | 418 | 418 | 3/8 | AH | 0.375 | GLOBE VALVE,BRONZE BODY AND DISC,125 SWP 200 WOG,THREADED BONNET,SOLDER ENDS | 324.28 | 0.5 | 2 | 0.375 | 3.19 | 40 | 9.125 | 3.9375 | 2.0625 | 084738101635 | 08473810163 | https://www.hammondvalve.com/wp-content/uploads/spec-sheets/ib418.pdf | https://www.hammondvalve.com/wp-content/uploads/BronzeGateGlobeCheckIOM.pdf |  | 01/01/04
IBI722 | 0418000100 |  | 418 | 418 | 1 | AH | 1 | GLOBE VALVE,BRONZE BODY AND DISC,125 SWP 200 WOG,THREADED BONNET,SOLDER ENDS | 589.53 | 1.62 | 3.69 | 1 | 4.38 | 6 | 10 | 7.5 | 2.5 | 084738101666 | 08473810166 | https://www.hammondvalve.com/wp-content/uploads/spec-sheets/ib418.pdf | https://www.hammondvalve.com/wp-content/uploads/BronzeGateGlobeCheckIOM.pdf |  | 01/01/04
IBI722 | 0418000112 |  | 418 | 418 | 1 1/2 | AH | 1.5 | GLOBE VALVE,BRONZE BODY AND DISC,125 SWP 200 WOG,THREADED BONNET,SOLDER ENDS | 992.43 | 3.06 | 4.75 | 1.5 | 5.63 | 4 | 12 | 7 | 3.5 | 084738101680 | 08473810168 | https://www.hammondvalve.com/wp-content/uploads/spec-sheets/ib418.pdf | https://www.hammondvalve.com/wp-content/uploads/BronzeGateGlobeCheckIOM.pdf |  | 01/01/04
IBI722 | 0418000114 |  | 418 | 418 | 1 1/4 | AH | 1.25 | GLOBE VALVE,BRONZE BODY AND DISC,125 SWP 200 WOG,THREADED BONNET,SOLDER ENDS | 756.59 | 2.34 | 4.19 | 1.25 | 5.13 | 4 | 12 | 7 | 3.5 | 084738101673 | 08473810167 | https://www.hammondvalve.com/wp-content/uploads/spec-sheets/ib418.pdf | https://www.hammondvalve.com/wp-content/uploads/BronzeGateGlobeCheckIOM.pdf |  | 01/01/04
IBI722 | 0418000200 |  | 418 | 418 | 2 | AH | 2 | GLOBE VALVE,BRONZE BODY AND DISC,125 SWP 200 WOG,THREADED BONNET,SOLDER ENDS | 1493.46 | 4.9 | 5.94 | 2 | 6.69 | 2 | 12 | 7 | 3.5 | 084738101697 | 08473810169 | https://www.hammondvalve.com/wp-content/uploads/spec-sheets/ib418.pdf | https://www.hammondvalve.com/wp-content/uploads/BronzeGateGlobeCheckIOM.pdf |  | 01/01/04
IBI722 | 0423000012 |  | 423 | 423 | 1/2 | AH | 0.5 | GLOBE VALVE,BRONZE BODY,TEFLON DISC,150 SWP,300 WOG,UNION BONNET,SOLDER ENDS | 506 | 1.24 | 2.75 | 0.5 | 4.5 | 10 | 10 | 7.5 | 2.5 | 084738104469 | 08473810446 | https://www.hammondvalve.com/wp-content/uploads/spec-sheets/ib423.pdf | https://www.hammondvalve.com/wp-content/uploads/BronzeGateGlobeCheckIOM.pdf |  | 01/01/04
IBI722 | 0423000034 |  | 423 | 423 | 3/4 | AH | 0.75 | GLOBE VALVE,BRONZE BODY,TEFLON DISC,150 SWP,300 WOG,UNION BONNET,SOLDER ENDS | 673.05 | 1.82 | 3.56 | 0.75 | 5.19 | 8 | 16 | 5.5 | 5.5 | 084738104476 | 08473810447 | https://www.hammondvalve.com/wp-content/uploads/spec-sheets/ib423.pdf | https://www.hammondvalve.com/wp-content/uploads/BronzeGateGlobeCheckIOM.pdf |  | 01/01/04
IBI722 | 0423000100 |  | 423 | 423 | 1 | AH | 1 | GLOBE VALVE,BRONZE BODY,TEFLON DISC,150 SWP,300 WOG,UNION BONNET,SOLDER ENDS | 958.03 | 3.16 | 4.31 | 1 | 5.5 | 6 | 11.5 | 9 | 3 | 084738104483 | 08473810448 | https://www.hammondvalve.com/wp-content/uploads/spec-sheets/ib423.pdf | https://www.hammondvalve.com/wp-content/uploads/BronzeGateGlobeCheckIOM.pdf |  | 01/01/04
IBI722 | 0423000112 |  | 423 | 423 | 1 1/2 | AH | 1.5 | GLOBE VALVE,BRONZE BODY,TEFLON DISC,150 SWP,300 WOG,UNION BONNET,SOLDER ENDS | 1793.17 | 5.8 | 5.75 | 1.5 | 7.13 | 4 | 13.565 | 8.9375 | 4.8125 | 084738104506 | 08473810450 | https://www.hammondvalve.com/wp-content/uploads/spec-sheets/ib423.pdf | https://www.hammondvalve.com/wp-content/uploads/BronzeGateGlobeCheckIOM.pdf |  | 01/01/04
IBI722 | 0423000114 |  | 423 | 423 | 1 1/4 | AH | 1.25 | GLOBE VALVE,BRONZE BODY,TEFLON DISC,150 SWP,300 WOG,UNION BONNET,SOLDER ENDS | 1478.73 | 4.35 | 5 | 1.25 | 6.25 | 4 | 12 | 7 | 3.5 | 084738104490 | 08473810449 | https://www.hammondvalve.com/wp-content/uploads/spec-sheets/ib423.pdf | https://www.hammondvalve.com/wp-content/uploads/BronzeGateGlobeCheckIOM.pdf |  | 01/01/04
IBI722 | 0423000200 |  | 423 | 423 | 2 | AH | 2 | GLOBE VALVE,BRONZE BODY,TEFLON DISC,150 SWP,300 WOG,UNION BONNET,SOLDER ENDS | 2662.67 | 12.02 | 7.06 | 2 | 8.88 | 2 | 19.4375 | 9 | 3.875 | 084738104513 | 08473810451 | https://www.hammondvalve.com/wp-content/uploads/spec-sheets/ib423.pdf | https://www.hammondvalve.com/wp-content/uploads/BronzeGateGlobeCheckIOM.pdf |  | 01/01/04
IBI722 | 0423000212 |  | 423 | 423 | 2 1/2 | AH | 2.5 | GLOBE VALVE,BRONZE BODY,TEFLON DISC,150 SWP,300 WOG,UNION BONNET,SOLDER ENDS | 5187.93 | 19.4 | 8.19 | 2.5 | 10.63 | 1 |  |  |  | 084738107002 | 08473810700 | https://www.hammondvalve.com/wp-content/uploads/spec-sheets/ib423.pdf | https://www.hammondvalve.com/wp-content/uploads/BronzeGateGlobeCheckIOM.pdf |  | 01/01/04
IBI722 | 0423000300 |  | 423 | 423 | 3 | AH | 3 | GLOBE VALVE,BRONZE BODY,TEFLON DISC,150 SWP,300 WOG,UNION BONNET,SOLDER ENDS | 6701.01 | 26 | 9.56 | 3 | 12.13 | 1 | 16 | 8.6875 | 4.9375 | 084738107019 | 08473810701 | https://www.hammondvalve.com/wp-content/uploads/spec-sheets/ib423.pdf | https://www.hammondvalve.com/wp-content/uploads/BronzeGateGlobeCheckIOM.pdf |  | 01/01/04
IBI722 | 0434000012 |  | 434 | 434 | 1/2 | AH | 0.5 | GLOBE VALVE,BRONZE BODY,SS SEAT & DISC,200 SWP 400 WOG,UNION BONNET,THREADED ENDS | 663.23 | 1.32 | 2.5 | 0.5 | 4.5 | 10 | 10 | 7.5 | 2.5 | 084738108245 | 08473810824 | https://www.hammondvalve.com/wp-content/uploads/spec-sheets/ib434.pdf | https://www.hammondvalve.com/wp-content/uploads/BronzeGateGlobeCheckIOM.pdf |  | 01/01/04
IBI722 | 0434000014 |  | 434 | 434 | 1/4 | AH | 0.25 | GLOBE VALVE,BRONZE BODY,SS SEAT & DISC,200 SWP 400 WOG,UNION BONNET,THREADED ENDS | 663.23 | 1.01 | 2.13 | 0.25 | 4.38 | 26 | 9 | 9 | 2.125 | 084738108221 | 08473810822 | https://www.hammondvalve.com/wp-content/uploads/spec-sheets/ib434.pdf | https://www.hammondvalve.com/wp-content/uploads/BronzeGateGlobeCheckIOM.pdf |  | 01/01/04
IBI722 | 0434000034 |  | 434 | 434 | 3/4 | AH | 0.75 | GLOBE VALVE,BRONZE BODY,SS SEAT & DISC,200 SWP 400 WOG,UNION BONNET,THREADED ENDS | 923.65 | 2.14 | 2.94 | 0.75 | 5.13 | 6 | 11.5 | 9 | 3 | 084738108252 | 08473810825 | https://www.hammondvalve.com/wp-content/uploads/spec-sheets/ib434.pdf | https://www.hammondvalve.com/wp-content/uploads/BronzeGateGlobeCheckIOM.pdf |  | 01/01/04
IBI722 | 0434000038 |  | 434 | 434 | 3/8 | AH | 0.375 | GLOBE VALVE,BRONZE BODY,SS SEAT & DISC,200 SWP 400 WOG,UNION BONNET,THREADED ENDS | 663.23 | 1.16 | 2.38 | 0.375 | 4.44 | 10 | 20.875 | 10.1875 | 2.25 | 084738108238 | 08473810823 | https://www.hammondvalve.com/wp-content/uploads/spec-sheets/ib434.pdf | https://www.hammondvalve.com/wp-content/uploads/BronzeGateGlobeCheckIOM.pdf |  | 01/01/04
IBI722 | 0434000100 |  | 434 | 434 | 1 | AH | 1 | GLOBE VALVE,BRONZE BODY,SS SEAT & DISC,200 SWP 400 WOG,UNION BONNET,THREADED ENDS | 1120.14 | 2.92 | 3.38 | 1 | 5.25 | 6 | 11.5 | 9 | 3 | 084738108269 | 08473810826 | https://www.hammondvalve.com/wp-content/uploads/spec-sheets/ib434.pdf | https://www.hammondvalve.com/wp-content/uploads/BronzeGateGlobeCheckIOM.pdf |  | 01/01/04
IBI722 | 0434000112 |  | 434 | 434 | 1 1/2 | AH | 1.5 | GLOBE VALVE,BRONZE BODY,SS SEAT & DISC,200 SWP 400 WOG,UNION BONNET,THREADED ENDS | 2186.2 | 6.65 | 4.5 | 1.5 | 7.25 | 4 | 13.565 | 8.9375 | 4.8125 | 084738108283 | 08473810828 | https://www.hammondvalve.com/wp-content/uploads/spec-sheets/ib434.pdf | https://www.hammondvalve.com/wp-content/uploads/BronzeGateGlobeCheckIOM.pdf |  | 01/01/04
IBI722 | 0434000114 |  | 434 | 434 | 1 1/4 | AH | 1.25 | GLOBE VALVE,BRONZE BODY,SS SEAT & DISC,200 SWP 400 WOG,UNION BONNET,THREADED ENDS | 1562.29 | 4.48 | 3.88 | 1.25 | 6.19 | 4 | 12 | 7 | 3.5 | 084738108276 | 08473810827 | https://www.hammondvalve.com/wp-content/uploads/spec-sheets/ib434.pdf | https://www.hammondvalve.com/wp-content/uploads/BronzeGateGlobeCheckIOM.pdf |  | 01/01/04
IBI722 | 0434000200 |  | 434 | 434 | 2 | AH | 2 | GLOBE VALVE,BRONZE BODY,SS SEAT & DISC,200 SWP 400 WOG,UNION BONNET,THREADED ENDS | 3389.8 | 9.12 | 4.88 | 2 | 8.19 | 2 | 13.565 | 8.9375 | 4.8125 | 084738108290 | 08473810829 | https://www.hammondvalve.com/wp-content/uploads/spec-sheets/ib434.pdf | https://www.hammondvalve.com/wp-content/uploads/BronzeGateGlobeCheckIOM.pdf |  | 01/01/04
IBI722 | 0440000012 |  | 440 | 440 | 1/2 | AH | 0.5 | GLOBE VALVE,BRONZE BODY,BRONZE DISC,125 SWP 200 WOG,THREADED BONNET,THREADED ENDS | 314.43 | 0.76 | 2.31 | 0.5 | 3.63 | 10 | 8.5 | 8.5 | 4.125 | 084738104636 | 08473810463 | https://www.hammondvalve.com/wp-content/uploads/spec-sheets/ib440.pdf | https://www.hammondvalve.com/wp-content/uploads/BronzeGateGlobeCheckIOM.pdf |  | 01/01/04
IBI722 | 0440000014 |  | 440 | 440 | 1/4 | AH | 0.25 | GLOBE VALVE,BRONZE BODY,BRONZE DISC,125 SWP 200 WOG,THREADED BONNET,THREADED ENDS | 314.43 | 0.45 | 1.63 | 0.25 | 3.06 | 10 | 8.5 | 8.5 | 4.125 | 084738104612 | 08473810461 | https://www.hammondvalve.com/wp-content/uploads/spec-sheets/ib440.pdf | https://www.hammondvalve.com/wp-content/uploads/BronzeGateGlobeCheckIOM.pdf |  | 01/01/04
IBI722 | 0440000018 |  | 440 | 440 | 1/8 | AH | 0.125 | GLOBE VALVE,BRONZE BODY,BRONZE DISC,125 SWP 200 WOG,THREADED BONNET,THREADED ENDS | 314.43 | 0.5 | 1.63 | 0.125 | 3.06 | 40 | 7 | 7 | 3 | 084738104605 | 08473810460 | https://www.hammondvalve.com/wp-content/uploads/spec-sheets/ib440.pdf | https://www.hammondvalve.com/wp-content/uploads/BronzeGateGlobeCheckIOM.pdf |  | 01/01/04
IBI722 | 0440000034 |  | 440 | 440 | 3/4 | AH | 0.75 | GLOBE VALVE,BRONZE BODY,BRONZE DISC,125 SWP 200 WOG,THREADED BONNET,THREADED ENDS | 388.13 | 1.18 | 2.56 | 0.75 | 3.94 | 6 | 9 | 6 | 3 | 084738104643 | 08473810464 | https://www.hammondvalve.com/wp-content/uploads/spec-sheets/ib440.pdf | https://www.hammondvalve.com/wp-content/uploads/BronzeGateGlobeCheckIOM.pdf |  | 01/01/04
IBI722 | 0440000038 |  | 440 | 440 | 3/8 | AH | 0.375 | GLOBE VALVE,BRONZE BODY,BRONZE DISC,125 SWP 200 WOG,THREADED BONNET,THREADED ENDS | 314.43 | 0.58 | 1.81 | 0.375 | 3.19 | 10 | 7 | 7 | 3 | 084738104629 | 08473810462 | https://www.hammondvalve.com/wp-content/uploads/spec-sheets/ib440.pdf | https://www.hammondvalve.com/wp-content/uploads/BronzeGateGlobeCheckIOM.pdf |  | 01/01/04
IBI722 | 0440000100 |  | 440 | 440 | 1 | AH | 1 | GLOBE VALVE,BRONZE BODY,BRONZE DISC,125 SWP 200 WOG,THREADED BONNET,THREADED ENDS | 520.83 | 1.78 | 2.94 | 1 | 4.38 | 6 | 9 | 6 | 3 | 084738104650 | 08473810465 | https://www.hammondvalve.com/wp-content/uploads/spec-sheets/ib440.pdf | https://www.hammondvalve.com/wp-content/uploads/BronzeGateGlobeCheckIOM.pdf |  | 01/01/04
IBI722 | 0440000112 |  | 440 | 440 | 1 1/2 | AH | 1.5 | GLOBE VALVE,BRONZE BODY,BRONZE DISC,125 SWP 200 WOG,THREADED BONNET,THREADED ENDS | 899.04 | 3.32 | 3.69 | 1.5 | 5.75 | 4 | 12 | 7 | 3.5 | 084738104674 | 08473810467 | https://www.hammondvalve.com/wp-content/uploads/spec-sheets/ib440.pdf | https://www.hammondvalve.com/wp-content/uploads/BronzeGateGlobeCheckIOM.pdf |  | 01/01/04
IBI722 | 0440000114 |  | 440 | 440 | 1 1/4 | AH | 1.25 | GLOBE VALVE,BRONZE BODY,BRONZE DISC,125 SWP 200 WOG,THREADED BONNET,THREADED ENDS | 687.79 | 2.62 | 3.38 | 1.25 | 5.19 | 4 | 9.5 | 7.5 | 3 | 084738104667 | 08473810466 | https://www.hammondvalve.com/wp-content/uploads/spec-sheets/ib440.pdf | https://www.hammondvalve.com/wp-content/uploads/BronzeGateGlobeCheckIOM.pdf |  | 01/01/04
IBI722 | 0440000200 |  | 440 | 440 | 2 | AH | 2 | GLOBE VALVE,BRONZE BODY,BRONZE DISC,125 SWP 200 WOG,THREADED BONNET,THREADED ENDS | 1365.73 | 4.8 | 4.44 | 2 | 6.75 | 2 | 10.25 | 7.375 | 4.0625 | 084738104681 | 08473810468 | https://www.hammondvalve.com/wp-content/uploads/spec-sheets/ib440.pdf | https://www.hammondvalve.com/wp-content/uploads/BronzeGateGlobeCheckIOM.pdf |  | 01/01/04
IBI722 | 0440000212 |  | 440 | 440 | 2 1/2 | AH | 2.5 | GLOBE VALVE,BRONZE BODY,BRONZE DISC,125 SWP 200 WOG,THREADED BONNET,THREADED ENDS | 3286.67 | 11.46 | 5.75 | 2.5 | 8.63 | 1 | 13.565 | 8.9375 | 4.8125 | 084738104698 | 08473810469 | https://www.hammondvalve.com/wp-content/uploads/spec-sheets/ib440.pdf | https://www.hammondvalve.com/wp-content/uploads/BronzeGateGlobeCheckIOM.pdf |  | 01/01/04
IBI722 | 0440000300 |  | 440 | 440 | 3 | AH | 3 | GLOBE VALVE,BRONZE BODY,BRONZE DISC,125 SWP 200 WOG,THREADED BONNET,THREADED ENDS | 4667.11 | 20.46 | 6.88 | 3 | 9.25 | 1 | 13.565 | 8.9375 | 4.8125 | 084738104704 | 08473810470 | https://www.hammondvalve.com/wp-content/uploads/spec-sheets/ib440.pdf | https://www.hammondvalve.com/wp-content/uploads/BronzeGateGlobeCheckIOM.pdf |  | 01/01/04
IBI722 | 0444000012 |  | 444 | 444 | 1/2 | AH | 0.5 | GLOBE VALVE,BRONZE BODY,SS SEAT & DISC,300 SWP 1000 WOG,UNION BONNET,THREADED ENDS | 677.96 | 1.44 | 2.75 | 0.5 | 4.5 | 10 | 10 | 7.5 | 2.5 | 084738104735 | 08473810473 | https://www.hammondvalve.com/wp-content/uploads/spec-sheets/ib444.pdf | https://www.hammondvalve.com/wp-content/uploads/BronzeGateGlobeCheckIOM.pdf |  | 01/01/04
IBI722 | 0444000014 |  | 444 | 444 | 1/4 | AH | 0.25 | GLOBE VALVE,BRONZE BODY,SS SEAT & DISC,300 SWP 1000 WOG,UNION BONNET,THREADED ENDS | 677.96 | 1 | 2.13 | 0.25 | 4.38 | 10 | 9 | 9 | 2.125 | 084738104711 | 08473810471 | https://www.hammondvalve.com/wp-content/uploads/spec-sheets/ib444.pdf | https://www.hammondvalve.com/wp-content/uploads/BronzeGateGlobeCheckIOM.pdf |  | 01/01/04
IBI722 | 0444000034 |  | 444 | 444 | 3/4 | AH | 0.75 | GLOBE VALVE,BRONZE BODY,SS SEAT & DISC,300 SWP 1000 WOG,UNION BONNET,THREADED ENDS | 958.03 | 2.22 | 3.19 | 0.75 | 5.13 | 6 | 11.5 | 9 | 3 | 084738104742 | 08473810474 | https://www.hammondvalve.com/wp-content/uploads/spec-sheets/ib444.pdf | https://www.hammondvalve.com/wp-content/uploads/BronzeGateGlobeCheckIOM.pdf |  | 01/01/04
IBI722 | 0444000038 |  | 444 | 444 | 3/8 | AH | 0.375 | GLOBE VALVE,BRONZE BODY,SS SEAT & DISC,300 SWP 1000 WOG,UNION BONNET,THREADED ENDS | 677.96 | 1.15 | 2.38 | 0.375 | 4.44 | 24 | 20.875 | 10.1875 | 2.25 | 084738104728 | 08473810472 | https://www.hammondvalve.com/wp-content/uploads/spec-sheets/ib444.pdf | https://www.hammondvalve.com/wp-content/uploads/BronzeGateGlobeCheckIOM.pdf |  | 01/01/04
IBI722 | 0444000100 |  | 444 | 444 | 1 | AH | 1 | GLOBE VALVE,BRONZE BODY,SS SEAT & DISC,300 SWP 1000 WOG,UNION BONNET,THREADED ENDS | 1149.6 | 3.04 | 3.63 | 1 | 5.38 | 6 | 11.5 | 9 | 3 | 084738104759 | 08473810475 | https://www.hammondvalve.com/wp-content/uploads/spec-sheets/ib444.pdf | https://www.hammondvalve.com/wp-content/uploads/BronzeGateGlobeCheckIOM.pdf |  | 01/01/04
IBI722 | 0444000112 |  | 444 | 444 | 1 1/2 | AH | 1.5 | GLOBE VALVE,BRONZE BODY,SS SEAT & DISC,300 SWP 1000 WOG,UNION BONNET,THREADED ENDS | 2245.13 | 6.88 | 4.75 | 1.5 | 7.38 | 4 | 13.565 | 8.9375 | 4.8125 | 084738104773 | 08473810477 | https://www.hammondvalve.com/wp-content/uploads/spec-sheets/ib444.pdf | https://www.hammondvalve.com/wp-content/uploads/BronzeGateGlobeCheckIOM.pdf |  | 01/01/04
IBI722 | 0444000114 |  | 444 | 444 | 1 1/4 | AH | 1.25 | GLOBE VALVE,BRONZE BODY,SS SEAT & DISC,300 SWP 1000 WOG,UNION BONNET,THREADED ENDS | 1586.87 | 4.58 | 4.13 | 1.25 | 6.25 | 4 | 12 | 7 | 3.5 | 084738104766 | 08473810476 | https://www.hammondvalve.com/wp-content/uploads/spec-sheets/ib444.pdf | https://www.hammondvalve.com/wp-content/uploads/BronzeGateGlobeCheckIOM.pdf |  | 01/01/04
IBI722 | 0444000200 |  | 444 | 444 | 2 | AH | 2 | GLOBE VALVE,BRONZE BODY,SS SEAT & DISC,300 SWP 1000 WOG,UNION BONNET,THREADED ENDS | 3473.34 | 9.46 | 5.13 | 2 | 8.38 | 2 | 13.565 | 8.9375 | 4.8125 | 084738104780 | 08473810478 | https://www.hammondvalve.com/wp-content/uploads/spec-sheets/ib444.pdf | https://www.hammondvalve.com/wp-content/uploads/BronzeGateGlobeCheckIOM.pdf |  | 01/01/04
IBI722 | 0454050012 |  | 454T | 454T | 1/2 | AH | 0.5 | ANGLE GLOBE VALVE,BRONZE BODY,150 SWP 300 WOG,TFE DISC,UNION BONNET,THREADED ENDS | 510.88 | 1.48 | 1.19 | 0.5 | 5.13 | 10 | 10.5 | 10 | 3 | 084738104797 | 08473810479 | https://www.hammondvalve.com/wp-content/uploads/spec-sheets/ib454t.pdf | https://www.hammondvalve.com/wp-content/uploads/BronzeGateGlobeCheckIOM.pdf |  | 01/01/04
IBI722 | 0454050014 |  | 454T | 454T | 1/4 | AH | 0.25 | ANGLE GLOBE VALVE,BRONZE BODY,150 SWP 300 WOG,TFE DISC,UNION BONNET,THREADED ENDS | 510.88 | 0.78 | 1.06 | 0.25 | 3.94 | 10 | 9 | 9 | 2.125 | 084738107057 | 08473810705 | https://www.hammondvalve.com/wp-content/uploads/spec-sheets/ib454t.pdf | https://www.hammondvalve.com/wp-content/uploads/BronzeGateGlobeCheckIOM.pdf |  | 01/01/04
IBI722 | 0454050034 |  | 454T | 454T | 3/4 | AH | 0.75 | ANGLE GLOBE VALVE,BRONZE BODY,150 SWP 300 WOG,TFE DISC,UNION BONNET,THREADED ENDS | 697.64 | 1.965 | 1.44 | 0.75 | 5.19 | 6 | 10 | 7.5 | 2.5 | 084738104803 | 08473810480 | https://www.hammondvalve.com/wp-content/uploads/spec-sheets/ib454t.pdf | https://www.hammondvalve.com/wp-content/uploads/BronzeGateGlobeCheckIOM.pdf |  | 01/01/04
IBI722 | 0454050038 |  | 454T | 454T | 3/8 | AH | 0.375 | ANGLE GLOBE VALVE,BRONZE BODY,150 SWP 300 WOG,TFE DISC,UNION BONNET,THREADED ENDS | 510.88 | 0.51 | 1.19 | 0.375 | 4.25 | 24 | 9 | 9 | 2.125 | 084738107064 | 08473810706 | https://www.hammondvalve.com/wp-content/uploads/spec-sheets/ib454t.pdf | https://www.hammondvalve.com/wp-content/uploads/BronzeGateGlobeCheckIOM.pdf |  | 01/01/04
IBI722 | 0454050100 |  | 454T | 454T | 1 | AH | 1 | ANGLE GLOBE VALVE,BRONZE BODY,150 SWP 300 WOG,TFE DISC,UNION BONNET,THREADED ENDS | 1016.99 | 3.52 | 1.75 | 1 | 6.56 | 6 | 19.4375 | 9 | 3.875 | 084738104810 | 08473810481 | https://www.hammondvalve.com/wp-content/uploads/spec-sheets/ib454t.pdf | https://www.hammondvalve.com/wp-content/uploads/BronzeGateGlobeCheckIOM.pdf |  | 01/01/04
IBI722 | 0454050112 |  | 454T | 454T | 1 1/2 | AH | 1.5 | ANGLE GLOBE VALVE,BRONZE BODY,150 SWP 300 WOG,TFE DISC,UNION BONNET,THREADED ENDS | 1758.76 | 7.08 | 2.25 | 1.5 | 7.63 | 5 | 13.565 | 8.9375 | 4.8125 | 084738124429 | 08473812442 | https://www.hammondvalve.com/wp-content/uploads/spec-sheets/ib454t.pdf | https://www.hammondvalve.com/wp-content/uploads/BronzeGateGlobeCheckIOM.pdf |  | 01/01/04
IBI722 | 0454050114 |  | 454T | 454T | 1 1/4 | AH | 1.25 | ANGLE GLOBE VALVE,BRONZE BODY,150 SWP 300 WOG,TFE DISC,UNION BONNET,THREADED ENDS | 1316.68 | 5.32 | 2.06 | 1.25 | 6.25 | 4 | 13.565 | 8.9375 | 4.8125 | 084738124436 | 08473812443 | https://www.hammondvalve.com/wp-content/uploads/spec-sheets/ib454t.pdf | https://www.hammondvalve.com/wp-content/uploads/BronzeGateGlobeCheckIOM.pdf |  | 01/01/04
IBI722 | 0454050200 |  | 454T | 454T | 2 | AH | 2 | ANGLE GLOBE VALVE,BRONZE BODY,150 SWP 300 WOG,TFE DISC,UNION BONNET,THREADED ENDS | 2760.98 | 11.54 | 2.75 | 2 | 8.88 | 2 | 13.565 | 8.9375 | 4.8125 | 084738108191 | 08473810819 | https://www.hammondvalve.com/wp-content/uploads/spec-sheets/ib454t.pdf | https://www.hammondvalve.com/wp-content/uploads/BronzeGateGlobeCheckIOM.pdf |  | 01/01/04
IBI722 | 0463000012 |  | 463 | 463 | 1/2 | AH | 0.5 | ANGLE GLOBE VALVE,BRONZE BODY,BRONZE DISC,125 SWP 200 WOG,THREADED BONNET,THREADED ENDS | 343.91 | 0.76 | 1 | 0.5 | 3.63 | 10 | 8.5 | 8.5 | 4.125 | 084738124443 | 08473812444 | https://www.hammondvalve.com/wp-content/uploads/spec-sheets/ib463.pdf | https://www.hammondvalve.com/wp-content/uploads/BronzeGateGlobeCheckIOM.pdf |  | 01/01/04
IBI722 | 0463000014 |  | 463 | 463 | 1/4 | AH | 0.25 | ANGLE GLOBE VALVE,BRONZE BODY,BRONZE DISC,125 SWP 200 WOG,THREADED BONNET,THREADED ENDS | 343.91 | 0.52 | 0.75 | 0.25 | 3.06 | 10 | 9.125 | 3.9375 | 2.0625 | 084738124450 | 08473812445 | https://www.hammondvalve.com/wp-content/uploads/spec-sheets/ib463.pdf | https://www.hammondvalve.com/wp-content/uploads/BronzeGateGlobeCheckIOM.pdf |  | 01/01/04
IBI722 | 0463000034 |  | 463 | 463 | 3/4 | AH | 0.75 | ANGLE GLOBE VALVE,BRONZE BODY,BRONZE DISC,125 SWP 200 WOG,THREADED BONNET,THREADED ENDS | 481.44 | 1.16 | 1.25 | 0.75 | 3.94 | 6 | 9 | 6 | 3 | 084738124467 | 08473812446 | https://www.hammondvalve.com/wp-content/uploads/spec-sheets/ib463.pdf | https://www.hammondvalve.com/wp-content/uploads/BronzeGateGlobeCheckIOM.pdf |  | 01/01/04
IBI722 | 0463000038 |  | 463 | 463 | 3/8 | AH | 0.375 | ANGLE GLOBE VALVE,BRONZE BODY,BRONZE DISC,125 SWP 200 WOG,THREADED BONNET,THREADED ENDS | 343.91 | 0.52 | 0.91 | 0.375 | 3.19 | 10 | 10.3125 | 4.875 | 3 | 084738118114 | 08473811811 | https://www.hammondvalve.com/wp-content/uploads/spec-sheets/ib463.pdf | https://www.hammondvalve.com/wp-content/uploads/BronzeGateGlobeCheckIOM.pdf |  | 01/01/04
IBI722 | 0463000100 |  | 463 | 463 | 1 | AH | 1 | ANGLE GLOBE VALVE,BRONZE BODY,BRONZE DISC,125 SWP 200 WOG,THREADED BONNET,THREADED ENDS | 633.78 | 1.7 | 1.44 | 1 | 4.38 | 6 | 9 | 6 | 3 | 084738124474 | 08473812447 | https://www.hammondvalve.com/wp-content/uploads/spec-sheets/ib463.pdf | https://www.hammondvalve.com/wp-content/uploads/BronzeGateGlobeCheckIOM.pdf |  | 01/01/04
IBI722 | 0463000112 |  | 463 | 463 | 1 1/2 | AH | 1.5 | ANGLE GLOBE VALVE,BRONZE BODY,BRONZE DISC,125 SWP 200 WOG,THREADED BONNET,THREADED ENDS | 1080.77 | 3.18 | 1.81 | 1.5 | 5.75 | 4 | 9.5 | 7.5 | 3 | 084738124481 | 08473812448 | https://www.hammondvalve.com/wp-content/uploads/spec-sheets/ib463.pdf | https://www.hammondvalve.com/wp-content/uploads/BronzeGateGlobeCheckIOM.pdf |  | 01/01/04
IBI722 | 0463000114 |  | 463 | 463 | 1 1/4 | AH | 1.25 | ANGLE GLOBE VALVE,BRONZE BODY,BRONZE DISC,125 SWP 200 WOG,THREADED BONNET,THREADED ENDS | 928.52 | 2.44 | 1.69 | 1.25 | 5.19 | 4 | 9.5 | 7.5 | 3 | 084738124498 | 08473812449 | https://www.hammondvalve.com/wp-content/uploads/spec-sheets/ib463.pdf | https://www.hammondvalve.com/wp-content/uploads/BronzeGateGlobeCheckIOM.pdf |  | 01/01/04
IBI722 | 0463000200 |  | 463 | 463 | 2 | AH | 2 | ANGLE GLOBE VALVE,BRONZE BODY,BRONZE DISC,125 SWP 200 WOG,THREADED BONNET,THREADED ENDS | 1635.97 | 4.6 | 2.19 | 2 | 6.75 | 2 | 10.25 | 7.375 | 4.0625 | 084738124504 | 08473812450 | https://www.hammondvalve.com/wp-content/uploads/spec-sheets/ib463.pdf | https://www.hammondvalve.com/wp-content/uploads/BronzeGateGlobeCheckIOM.pdf |  | 01/01/04
IBI722 | 0463000212 |  | 463 | 463 | 2 1/2 | AH | 2.5 | ANGLE GLOBE VALVE,BRONZE BODY,BRONZE DISC,125 SWP 200 WOG,THREADED BONNET,THREADED ENDS | 2947.64 | 10.12 | 3 | 2.5 | 8.63 | 1 | 16 | 11.3125 | 3.6875 | 084738124511 | 08473812451 | https://www.hammondvalve.com/wp-content/uploads/spec-sheets/ib463.pdf | https://www.hammondvalve.com/wp-content/uploads/BronzeGateGlobeCheckIOM.pdf |  | 01/01/04
IBI722 | 0610000012 |  | 610 | 610 | 1/2 | AH | 0.5 | GATE VALVE,BRONZE BODY,150 SWP 300 WOG,THREADED BONNET,THREADED ENDS,QUICK OPEN HANDLE | 1316.68 | 1.54 | 0 | 0 | 0 | 10 | 9 | 9 | 2.125 | 084738104919 | 08473810491 | https://www.hammondvalve.com/wp-content/uploads/spec-sheets/ib610.pdf | https://www.hammondvalve.com/wp-content/uploads/BronzeGateGlobeCheckIOM.pdf |  | 01/01/04
IBI722 | 0610000034 |  | 610 | 610 | 3/4 | AH | 0.75 | GATE VALVE,BRONZE BODY,150 SWP 300 WOG,THREADED BONNET,THREADED ENDS,QUICK OPEN HANDLE | 1454.21 | 2.14 | 0 | 0 | 0 | 6 | 0 | 0 | 0 | 084738104926 | 08473810492 | https://www.hammondvalve.com/wp-content/uploads/spec-sheets/ib610.pdf | https://www.hammondvalve.com/wp-content/uploads/BronzeGateGlobeCheckIOM.pdf |  | 01/01/04
IBI722 | 0610000100 |  | 610 | 610 | 1 | AH | 1 | GATE VALVE,BRONZE BODY,150 SWP 300 WOG,THREADED BONNET,THREADED ENDS,QUICK OPEN HANDLE | 1714.59 | 3.36 | 2.5 | 1 | 7 | 6 | 10.5 | 10 | 3 | 084738104933 | 08473810493 | https://www.hammondvalve.com/wp-content/uploads/spec-sheets/ib610.pdf | https://www.hammondvalve.com/wp-content/uploads/BronzeGateGlobeCheckIOM.pdf |  | 01/01/04
IBI722 | 0610000112 |  | 610 | 610 | 1 1/2 | AH | 1.5 | GATE VALVE,BRONZE BODY,150 SWP 300 WOG,THREADED BONNET,THREADED ENDS,QUICK OPEN HANDLE | 2422.03 | 6.22 | 3.19 | 1.5 | 10.5 | 4 | 19.4375 | 9 | 3.875 | 084738104957 | 08473810495 | https://www.hammondvalve.com/wp-content/uploads/spec-sheets/ib610.pdf | https://www.hammondvalve.com/wp-content/uploads/BronzeGateGlobeCheckIOM.pdf |  | 01/01/04
IBI722 | 0610000114 |  | 610 | 610 | 1 1/4 | AH | 1.25 | GATE VALVE,BRONZE BODY,150 SWP 300 WOG,THREADED BONNET,THREADED ENDS,QUICK OPEN HANDLE | 1881.59 | 4.48 | 2.88 | 1.25 | 8.19 | 4 | 11 | 8.25 | 3 | 084738104940 | 08473810494 | https://www.hammondvalve.com/wp-content/uploads/spec-sheets/ib610.pdf | https://www.hammondvalve.com/wp-content/uploads/BronzeGateGlobeCheckIOM.pdf |  | 01/01/04
IBI722 | 0610000200 |  | 610 | 610 | 2 | AH | 2 | GATE VALVE,BRONZE BODY,150 SWP 300 WOG,THREADED BONNET,THREADED ENDS,QUICK OPEN HANDLE | 3168.76 | 9.78 | 3.75 | 2 | 10.5 | 2 | 13.565 | 8.9375 | 4.8125 | 084738104964 | 08473810496 | https://www.hammondvalve.com/wp-content/uploads/spec-sheets/ib610.pdf | https://www.hammondvalve.com/wp-content/uploads/BronzeGateGlobeCheckIOM.pdf |  | 01/01/04
IBI722 | 0610000212 |  | 610 | 610 | 2 1/2 | AH | 2.5 | GATE VALVE,BRONZE BODY,150 SWP 300 WOG,THREADED BONNET,THREADED ENDS,QUICK OPEN HANDLE | 6057.48 | 13.26 | 4.25 | 2.5 | 11.5 | 2 | 0 | 0 | 0 | 084738124597 | 08473812459 | https://www.hammondvalve.com/wp-content/uploads/spec-sheets/ib610.pdf | https://www.hammondvalve.com/wp-content/uploads/BronzeGateGlobeCheckIOM.pdf |  | 01/01/04
IBI722 | 0610000300 |  | 610 | 610 | 3 | AH | 3 | GATE VALVE,BRONZE BODY,150 SWP 300 WOG,THREADED BONNET,THREADED ENDS,QUICK OPEN HANDLE | 8184.69 | 46 | 4.75 | 3 | 11.5 | 1 | 8.5 | 8.5 | 4.125 | 084738104988 | 08473810498 | https://www.hammondvalve.com/wp-content/uploads/spec-sheets/ib610.pdf | https://www.hammondvalve.com/wp-content/uploads/BronzeGateGlobeCheckIOM.pdf |  | 01/01/04
IBI722 | 0610000400 |  | 610 | 610 | 4 | AH | 4 | GATE VALVE,BRONZE BODY,150 SWP 300 WOG,THREADED BONNET,THREADED ENDS,QUICK OPEN HANDLE | 16899.97 | 41.3 | 0 | 0 | 0 | 1 | 10.5625 | 8.3125 | 13 | 084738104995 | 08473810499 | https://www.hammondvalve.com/wp-content/uploads/spec-sheets/ib610.pdf | https://www.hammondvalve.com/wp-content/uploads/BronzeGateGlobeCheckIOM.pdf |  | 01/01/04
IBI722 | 0617000012 |  | 617 | 617 | 1/2 | AH | 0.5 | GATE VALVE,BRONZE BODY,125 SWP 200 WOG,RISING STEM,UNION BONNET,THREADED ENDS | 250.55 | 1.56 | 2.13 | 0.5 | 5.5 | 10 | 11 | 8.25 | 3 | 084738108320 | 08473810832 | https://www.hammondvalve.com/wp-content/uploads/spec-sheets/ib617.pdf | https://www.hammondvalve.com/wp-content/uploads/BronzeGateGlobeCheckIOM.pdf |  | 01/01/04
IBI722 | 0617000014 |  | 617 | 617 | 1/4 | AH | 0.25 | GATE VALVE,BRONZE BODY,125 SWP 200 WOG,RISING STEM,UNION BONNET,THREADED ENDS | 265.33 | 1.04 | 1.75 | 0.25 | 5.13 | 10 | 9 | 9 | 2.125 | 084738108306 | 08473810830 | https://www.hammondvalve.com/wp-content/uploads/spec-sheets/ib617.pdf | https://www.hammondvalve.com/wp-content/uploads/BronzeGateGlobeCheckIOM.pdf |  | 01/01/04
IBI722 | 0617000034 |  | 617 | 617 | 3/4 | AH | 0.75 | GATE VALVE,BRONZE BODY,125 SWP 200 WOG,RISING STEM,UNION BONNET,THREADED ENDS | 299.68 | 2.04 | 2.25 | 0.75 | 6.25 | 6 | 9.5 | 7.5 | 3 | 084738108337 | 08473810833 | https://www.hammondvalve.com/wp-content/uploads/spec-sheets/ib617.pdf | https://www.hammondvalve.com/wp-content/uploads/BronzeGateGlobeCheckIOM.pdf |  | 01/01/04
IBI722 | 0617000038 |  | 617 | 617 | 3/8 | AH | 0.375 | GATE VALVE,BRONZE BODY,125 SWP 200 WOG,RISING STEM,UNION BONNET,THREADED ENDS | 265.33 | 1.06 | 1.88 | 0.375 | 5.13 | 10 | 9 | 9 | 2.125 | 084738108313 | 08473810831 | https://www.hammondvalve.com/wp-content/uploads/spec-sheets/ib617.pdf | https://www.hammondvalve.com/wp-content/uploads/BronzeGateGlobeCheckIOM.pdf |  | 01/01/04
IBI722 | 0617000100 |  | 617 | 617 | 1 | AH | 1 | GATE VALVE,BRONZE BODY,125 SWP 200 WOG,RISING STEM,UNION BONNET,THREADED ENDS | 383.16 | 2.54 | 2.56 | 1 | 7.19 | 6 | 11 | 8.25 | 3 | 084738108344 | 08473810834 | https://www.hammondvalve.com/wp-content/uploads/spec-sheets/ib617.pdf | https://www.hammondvalve.com/wp-content/uploads/BronzeGateGlobeCheckIOM.pdf |  | 01/01/04
IBI722 | 0617000112 |  | 617 | 617 | 1 1/2 | AH | 1.5 | GATE VALVE,BRONZE BODY,125 SWP 200 WOG,RISING STEM,UNION BONNET,THREADED ENDS | 658.32 | 5.72 | 3.25 | 1.5 | 9.63 | 4 | 10.5 | 10 | 3 | 084738108368 | 08473810836 | https://www.hammondvalve.com/wp-content/uploads/spec-sheets/ib617.pdf | https://www.hammondvalve.com/wp-content/uploads/BronzeGateGlobeCheckIOM.pdf |  | 01/01/04
IBI722 | 0617000114 |  | 617 | 617 | 1 1/4 | AH | 1.25 | GATE VALVE,BRONZE BODY,125 SWP 200 WOG,RISING STEM,UNION BONNET,THREADED ENDS | 540.37 | 3.82 | 2.75 | 1.25 | 8.56 | 4 | 10.5 | 8 | 3 | 084738108351 | 08473810835 | https://www.hammondvalve.com/wp-content/uploads/spec-sheets/ib617.pdf | https://www.hammondvalve.com/wp-content/uploads/BronzeGateGlobeCheckIOM.pdf |  | 01/01/04
IBI722 | 0617000200 |  | 617 | 617 | 2 | AH | 2 | GATE VALVE,BRONZE BODY,125 SWP 200 WOG,RISING STEM,UNION BONNET,THREADED ENDS | 884.29 | 8.14 | 3.63 | 2 | 11.75 | 2 | 12 | 7 | 3.5 | 084738108375 | 08473810837 | https://www.hammondvalve.com/wp-content/uploads/spec-sheets/ib617.pdf | https://www.hammondvalve.com/wp-content/uploads/BronzeGateGlobeCheckIOM.pdf |  | 01/01/04
IBI722 | 0617000212 |  | 617 | 617 | 2 1/2 | AH | 2.5 | GATE VALVE,BRONZE BODY,125 SWP 200 WOG,RISING STEM,UNION BONNET,THREADED ENDS | 2073.16 | 14.95 | 4.5 | 2.5 | 14.5 | 1 | 16 | 5.5 | 5.5 | 084738108382 | 08473810838 | https://www.hammondvalve.com/wp-content/uploads/spec-sheets/ib617.pdf | https://www.hammondvalve.com/wp-content/uploads/BronzeGateGlobeCheckIOM.pdf |  | 01/01/04
IBI722 | 0617000300 |  | 617 | 617 | 3 | AH | 3 | GATE VALVE,BRONZE BODY,125 SWP 200 WOG,RISING STEM,UNION BONNET,THREADED ENDS | 2928 | 20.95 | 4.88 | 3 | 16.75 | 1 | 16 | 5.5 | 5.5 | 084738108399 | 08473810839 | https://www.hammondvalve.com/wp-content/uploads/spec-sheets/ib617.pdf | https://www.hammondvalve.com/wp-content/uploads/BronzeGateGlobeCheckIOM.pdf |  | 01/01/04
IBI722 | 0629000012 |  | 629 | 629 | 1/2 | AH | 0.5 | GATE VALVE,BRONZE BODY,150 SWP 300 WOG,RISING STEM,UNION BONNET,THREADED ENDS | 275.14 | 1.58 | 2.13 | 0.5 | 5.5 | 10 | 11 | 8.25 | 3 | 084738105220 | 08473810522 | https://www.hammondvalve.com/wp-content/uploads/spec-sheets/ib629.pdf | https://www.hammondvalve.com/wp-content/uploads/BronzeGateGlobeCheckIOM.pdf |  | 01/01/04
IBI722 | 0629000014 |  | 629 | 629 | 1/4 | AH | 0.25 | GATE VALVE,BRONZE BODY,150 SWP 300 WOG,RISING STEM,UNION BONNET,THREADED ENDS | 280 | 1.06 | 1.75 | 0.25 | 5.13 | 10 | 9 | 9 | 2.125 | 084738105206 | 08473810520 | https://www.hammondvalve.com/wp-content/uploads/spec-sheets/ib629.pdf | https://www.hammondvalve.com/wp-content/uploads/BronzeGateGlobeCheckIOM.pdf |  | 01/01/04
IBI722 | 0629000034 |  | 629 | 629 | 3/4 | AH | 0.75 | GATE VALVE,BRONZE BODY,150 SWP 300 WOG,RISING STEM,UNION BONNET,THREADED ENDS | 319.35 | 2.02 | 2.25 | 0.75 | 6.25 | 6 | 9.5 | 7.5 | 3 | 084738105237 | 08473810523 | https://www.hammondvalve.com/wp-content/uploads/spec-sheets/ib629.pdf | https://www.hammondvalve.com/wp-content/uploads/BronzeGateGlobeCheckIOM.pdf |  | 01/01/04
IBI722 | 0629000038 |  | 629 | 629 | 3/8 | AH | 0.375 | GATE VALVE,BRONZE BODY,150 SWP 300 WOG,RISING STEM,UNION BONNET,THREADED ENDS | 280 | 1.06 | 1.88 | 0.375 | 5.13 | 10 | 9 | 9 | 2.125 | 084738105213 | 08473810521 | https://www.hammondvalve.com/wp-content/uploads/spec-sheets/ib629.pdf | https://www.hammondvalve.com/wp-content/uploads/BronzeGateGlobeCheckIOM.pdf |  | 01/01/04
IBI722 | 0629000100 |  | 629 | 629 | 1 | AH | 1 | GATE VALVE,BRONZE BODY,150 SWP 300 WOG,RISING STEM,UNION BONNET,THREADED ENDS | 417.62 | 2.54 | 2.88 | 1 | 7.19 | 6 | 11 | 8.25 | 3 | 084738105244 | 08473810524 | https://www.hammondvalve.com/wp-content/uploads/spec-sheets/ib629.pdf | https://www.hammondvalve.com/wp-content/uploads/BronzeGateGlobeCheckIOM.pdf |  | 01/01/04
IBI722 | 0629000112 |  | 629 | 629 | 1 1/2 | AH | 1.5 | GATE VALVE,BRONZE BODY,150 SWP 300 WOG,RISING STEM,UNION BONNET,THREADED ENDS | 702.52 | 5.8 | 3.25 | 1.5 | 9.63 | 4 | 10.5 | 10 | 3 | 084738105268 | 08473810526 | https://www.hammondvalve.com/wp-content/uploads/spec-sheets/ib629.pdf | https://www.hammondvalve.com/wp-content/uploads/BronzeGateGlobeCheckIOM.pdf |  | 01/01/04
IBI722 | 0629000114 |  | 629 | 629 | 1 1/4 | AH | 1.25 | GATE VALVE,BRONZE BODY,150 SWP 300 WOG,RISING STEM,UNION BONNET,THREADED ENDS | 569.94 | 3.86 | 3.25 | 1.25 | 8.56 | 4 | 10.5 | 8 | 3 | 084738105251 | 08473810525 | https://www.hammondvalve.com/wp-content/uploads/spec-sheets/ib629.pdf | https://www.hammondvalve.com/wp-content/uploads/BronzeGateGlobeCheckIOM.pdf |  | 01/01/04
IBI722 | 0629000200 |  | 629 | 629 | 2 | AH | 2 | GATE VALVE,BRONZE BODY,150 SWP 300 WOG,RISING STEM,UNION BONNET,THREADED ENDS | 977.59 | 8 | 3.63 | 2 | 11.75 | 2 | 12 | 7 | 3.5 | 084738105275 | 08473810527 | https://www.hammondvalve.com/wp-content/uploads/spec-sheets/ib629.pdf | https://www.hammondvalve.com/wp-content/uploads/BronzeGateGlobeCheckIOM.pdf |  | 01/01/04
IBI722 | 0629000212 |  | 629 | 629 | 2 1/2 | AH | 2.5 | GATE VALVE,BRONZE BODY,150 SWP 300 WOG,RISING STEM,UNION BONNET,THREADED ENDS | 2245.13 | 14.98 | 4.5 | 2.5 | 14.5 | 1 | 16 | 5.5 | 5.5 | 084738105282 | 08473810528 | https://www.hammondvalve.com/wp-content/uploads/spec-sheets/ib629.pdf | https://www.hammondvalve.com/wp-content/uploads/BronzeGateGlobeCheckIOM.pdf |  | 01/01/04
IBI722 | 0629000300 |  | 629 | 629 | 3 | AH | 3 | GATE VALVE,BRONZE BODY,150 SWP 300 WOG,RISING STEM,UNION BONNET,THREADED ENDS | 3104.87 | 19.66 | 4.88 | 3 | 16.75 | 1 | 16 | 5.5 | 5.5 | 084738105299 | 08473810529 | https://www.hammondvalve.com/wp-content/uploads/spec-sheets/ib629.pdf | https://www.hammondvalve.com/wp-content/uploads/BronzeGateGlobeCheckIOM.pdf |  | 01/01/04
IBI722 | 0635000012 |  | 635 | 635 | 1/2 | AH | 0.5 | GATE VALVE,BRONZE BODY,125 SWP 200 WOG,RISING STEM,THREADED BONNET,SOLDER ENDS | 201.4 | 0.72 | 1.88 | 0.5 | 4.31 | 10 | 8.5 | 8.5 | 4.125 | 084738105305 | 08473810530 | https://www.hammondvalve.com/wp-content/uploads/spec-sheets/ib635.pdf | https://www.hammondvalve.com/wp-content/uploads/BronzeGateGlobeCheckIOM.pdf |  | 01/01/04
IBI722 | 0635000034 |  | 635 | 635 | 3/4 | AH | 0.75 | GATE VALVE,BRONZE BODY,125 SWP 200 WOG,RISING STEM,THREADED BONNET,SOLDER ENDS | 250.55 | 1.44 | 2.5 | 0.75 | 6.25 | 6 | 9.5 | 7.5 | 3 | 084738105312 | 08473810531 | https://www.hammondvalve.com/wp-content/uploads/spec-sheets/ib635.pdf | https://www.hammondvalve.com/wp-content/uploads/BronzeGateGlobeCheckIOM.pdf |  | 01/01/04
IBI722 | 0635000038 |  | 635 | 635 | 3/8 | AH | 0.375 | GATE VALVE,BRONZE BODY,125 SWP 200 WOG,RISING STEM,THREADED BONNET,SOLDER ENDS | 225.97 | 0.65 | 1.63 | 0.375 | 4.31 | 10 | 8.5 | 8.5 | 4.125 | 084738106951 | 08473810695 | https://www.hammondvalve.com/wp-content/uploads/spec-sheets/ib635.pdf | https://www.hammondvalve.com/wp-content/uploads/BronzeGateGlobeCheckIOM.pdf |  | 01/01/04
IBI722 | 0635000100 |  | 635 | 635 | 1 | AH | 1 | GATE VALVE,BRONZE BODY,125 SWP 200 WOG,RISING STEM,THREADED BONNET,SOLDER ENDS | 329.14 | 1.96 | 3 | 1 | 7 | 6 | 17 | 13.1875 | 2.625 | 084738105329 | 08473810532 | https://www.hammondvalve.com/wp-content/uploads/spec-sheets/ib635.pdf | https://www.hammondvalve.com/wp-content/uploads/BronzeGateGlobeCheckIOM.pdf |  | 01/01/04
IBI722 | 0635000112 |  | 635 | 635 | 1 1/2 | AH | 1.5 | GATE VALVE,BRONZE BODY,125 SWP 200 WOG,RISING STEM,THREADED BONNET,SOLDER ENDS | 589.53 | 3.96 | 3.63 | 1.5 | 9.5 | 4 | 19.4375 | 9 | 3.875 | 084738105343 | 08473810534 | https://www.hammondvalve.com/wp-content/uploads/spec-sheets/ib635.pdf | https://www.hammondvalve.com/wp-content/uploads/BronzeGateGlobeCheckIOM.pdf |  | 01/01/04
IBI722 | 0635000114 |  | 635 | 635 | 1 1/4 | AH | 1.25 | GATE VALVE,BRONZE BODY,125 SWP 200 WOG,RISING STEM,THREADED BONNET,SOLDER ENDS | 525.65 | 3.14 | 3.25 | 1.25 | 8.63 | 4 | 0 | 0 | 0 | 084738105336 | 08473810533 | https://www.hammondvalve.com/wp-content/uploads/spec-sheets/ib635.pdf | https://www.hammondvalve.com/wp-content/uploads/BronzeGateGlobeCheckIOM.pdf |  | 01/01/04
IBI722 | 0635000200 |  | 635 | 635 | 2 | AH | 2 | GATE VALVE,BRONZE BODY,125 SWP 200 WOG,RISING STEM,THREADED BONNET,SOLDER ENDS | 815.56 | 6.52 | 4.31 | 2 | 11.5 | 5 |  |  |  | 084738105350 | 08473810535 | https://www.hammondvalve.com/wp-content/uploads/spec-sheets/ib635.pdf | https://www.hammondvalve.com/wp-content/uploads/BronzeGateGlobeCheckIOM.pdf |  | 01/01/04
IBI722 | 0635000212 |  | 635 | 635 | 2 1/2 | AH | 2.5 | GATE VALVE,BRONZE BODY,125 SWP 200 WOG,RISING STEM,THREADED BONNET,SOLDER ENDS | 2009.37 | 10.02 | 4.81 | 2.5 | 14.31 | 2 | 13.565 | 8.9375 | 4.8125 | 084738105367 | 08473810536 | https://www.hammondvalve.com/wp-content/uploads/spec-sheets/ib635.pdf | https://www.hammondvalve.com/wp-content/uploads/BronzeGateGlobeCheckIOM.pdf |  | 01/01/04
IBI722 | 0635000300 |  | 635 | 635 | 3 | AH | 3 | GATE VALVE,BRONZE BODY,125 SWP 200 WOG,RISING STEM,THREADED BONNET,SOLDER ENDS | 2706.95 | 14.9 | 5.44 | 3 | 16.38 | 1 |  |  |  | 084738105374 | 08473810537 | https://www.hammondvalve.com/wp-content/uploads/spec-sheets/ib635.pdf | https://www.hammondvalve.com/wp-content/uploads/BronzeGateGlobeCheckIOM.pdf |  | 01/01/04
IBI722 | 0635000400 |  | 635 | 635 | 4 | AH | 4 | GATE VALVE,BRONZE BODY,125 SWP 200 WOG,RISING STEM,THREADED BONNET,SOLDER ENDS | 7354.43 | 26.54 | 7.25 | 4 | 15.5 | 1 |  |  |  | 084738106968 | 08473810696 | https://www.hammondvalve.com/wp-content/uploads/spec-sheets/ib635.pdf | https://www.hammondvalve.com/wp-content/uploads/BronzeGateGlobeCheckIOM.pdf |  | 01/01/04
IBI722 | 0638000012 |  | 638 | 638 | 1/2 | AH | 0.5 | GATE VALVE,BRONZE BODY,150 SWP 300 WOG,NON-RISING STEM,UNION BONNET,THREADED ENDS | 368.5 | 1.5 | 2.13 | 0.5 | 4.31 | 10 | 11 | 8.25 | 3 | 084738102731 | 08473810273 | https://www.hammondvalve.com/wp-content/uploads/spec-sheets/ib638.pdf | https://www.hammondvalve.com/wp-content/uploads/BronzeGateGlobeCheckIOM.pdf |  | 01/01/04
IBI722 | 0638000014 |  | 638 | 638 | 1/4 | AH | 0.25 | GATE VALVE,BRONZE BODY,150 SWP 300 WOG,NON-RISING STEM,UNION BONNET,THREADED ENDS | 368.5 | 0.93 | 1.75 | 0.25 | 3.69 | 10 | 10.5 | 6 | 3.25 | 084738102717 | 08473810271 | https://www.hammondvalve.com/wp-content/uploads/spec-sheets/ib638.pdf | https://www.hammondvalve.com/wp-content/uploads/BronzeGateGlobeCheckIOM.pdf |  | 01/01/04
IBI722 | 0638000034 |  | 638 | 638 | 3/4 | AH | 0.75 | GATE VALVE,BRONZE BODY,150 SWP 300 WOG,NON-RISING STEM,UNION BONNET,THREADED ENDS | 437.2 | 2 | 2.25 | 0.75 | 4.56 | 6 | 10.5 | 8 | 3 | 084738102748 | 08473810274 | https://www.hammondvalve.com/wp-content/uploads/spec-sheets/ib638.pdf | https://www.hammondvalve.com/wp-content/uploads/BronzeGateGlobeCheckIOM.pdf |  | 01/01/04
IBI722 | 0638000038 |  | 638 | 638 | 3/8 | AH | 0.375 | GATE VALVE,BRONZE BODY,150 SWP 300 WOG,NON-RISING STEM,UNION BONNET,THREADED ENDS | 368.5 | 0.95 | 1.88 | 0.375 | 3.69 | 10 | 10.5 | 6 | 3.25 | 084738102724 | 08473810272 | https://www.hammondvalve.com/wp-content/uploads/spec-sheets/ib638.pdf | https://www.hammondvalve.com/wp-content/uploads/BronzeGateGlobeCheckIOM.pdf |  | 01/01/04
IBI722 | 0638000100 |  | 638 | 638 | 1 | AH | 1 | GATE VALVE,BRONZE BODY,150 SWP 300 WOG,NON-RISING STEM,UNION BONNET,THREADED ENDS | 525.65 | 2.4 | 2.88 | 1 | 5.19 | 6 | 11.5 | 9 | 3 | 084738102755 | 08473810275 | https://www.hammondvalve.com/wp-content/uploads/spec-sheets/ib638.pdf | https://www.hammondvalve.com/wp-content/uploads/BronzeGateGlobeCheckIOM.pdf |  | 01/01/04
IBI722 | 0638000112 |  | 638 | 638 | 1 1/2 | AH | 1.5 | GATE VALVE,BRONZE BODY,150 SWP 300 WOG,NON-RISING STEM,UNION BONNET,THREADED ENDS | 928.52 | 5.26 | 3.25 | 1.5 | 6.38 | 4 | 10.5 | 10 | 3 | 084738102779 | 08473810277 | https://www.hammondvalve.com/wp-content/uploads/spec-sheets/ib638.pdf | https://www.hammondvalve.com/wp-content/uploads/BronzeGateGlobeCheckIOM.pdf |  | 01/01/04
IBI722 | 0638000114 |  | 638 | 638 | 1 1/4 | AH | 1.25 | GATE VALVE,BRONZE BODY,150 SWP 300 WOG,NON-RISING STEM,UNION BONNET,THREADED ENDS | 746.77 | 3.82 | 3.25 | 1.25 | 5.94 | 4 | 10.5 | 8 | 3 | 084738102762 | 08473810276 | https://www.hammondvalve.com/wp-content/uploads/spec-sheets/ib638.pdf | https://www.hammondvalve.com/wp-content/uploads/BronzeGateGlobeCheckIOM.pdf |  | 01/01/04
IBI722 | 0638000200 |  | 638 | 638 | 2 | AH | 2 | GATE VALVE,BRONZE BODY,150 SWP 300 WOG,NON-RISING STEM,UNION BONNET,THREADED ENDS | 1272.38 | 7.36 | 3.63 | 2 | 7.69 | 2 | 9.5 | 7.5 | 3 | 084738102786 | 08473810278 | https://www.hammondvalve.com/wp-content/uploads/spec-sheets/ib638.pdf | https://www.hammondvalve.com/wp-content/uploads/BronzeGateGlobeCheckIOM.pdf |  | 01/01/04
IBI722 | 0640000012 |  | 640 | 640 | 1/2 | AH | 0.5 | GATE VALVE,BRONZE BODY,125 SWP 200 WOG,RISING STEM,THREADED BONNET,THREADED ENDS | 196.49 | 0.82 | 2 | 0.5 | 4.38 | 10 | 9 | 9 | 2.125 | 084738105404 | 08473810540 | https://www.hammondvalve.com/wp-content/uploads/spec-sheets/ib640.pdf | https://www.hammondvalve.com/wp-content/uploads/BronzeGateGlobeCheckIOM.pdf |  | 01/01/04
IBI722 | 0640000014 |  | 640 | 640 | 1/4 | AH | 0.25 | GATE VALVE,BRONZE BODY,125 SWP 200 WOG,RISING STEM,THREADED BONNET,THREADED ENDS | 221.05 | 0.8 | 1.75 | 0.25 | 4.38 | 10 | 8.5 | 8.5 | 4.125 | 084738105381 | 08473810538 | https://www.hammondvalve.com/wp-content/uploads/spec-sheets/ib640.pdf | https://www.hammondvalve.com/wp-content/uploads/BronzeGateGlobeCheckIOM.pdf |  | 01/01/04
IBI722 | 0640000034 |  | 640 | 640 | 3/4 | AH | 0.75 | GATE VALVE,BRONZE BODY,125 SWP 200 WOG,RISING STEM,THREADED BONNET,THREADED ENDS | 245.65 | 1.56 | 2.13 | 0.75 | 5.84 | 6 | 10.5 | 6 | 3.25 | 084738105411 | 08473810541 | https://www.hammondvalve.com/wp-content/uploads/spec-sheets/ib640.pdf | https://www.hammondvalve.com/wp-content/uploads/BronzeGateGlobeCheckIOM.pdf |  | 01/01/04
IBI722 | 0640000038 |  | 640 | 640 | 3/8 | AH | 0.375 | GATE VALVE,BRONZE BODY,125 SWP 200 WOG,RISING STEM,THREADED BONNET,THREADED ENDS | 221.05 | 0.88 | 1.81 | 0.375 | 4.38 | 10 | 8.5 | 8.5 | 4.125 | 084738105398 | 08473810539 | https://www.hammondvalve.com/wp-content/uploads/spec-sheets/ib640.pdf | https://www.hammondvalve.com/wp-content/uploads/BronzeGateGlobeCheckIOM.pdf |  | 01/01/04
IBI722 | 0640000100 |  | 640 | 640 | 1 | AH | 1 | GATE VALVE,BRONZE BODY,125 SWP 200 WOG,RISING STEM,THREADED BONNET,THREADED ENDS | 329.14 | 2.22 | 2.56 | 1 | 7.06 | 6 | 9.5 | 7.5 | 3 | 084738105428 | 08473810542 | https://www.hammondvalve.com/wp-content/uploads/spec-sheets/ib640.pdf | https://www.hammondvalve.com/wp-content/uploads/BronzeGateGlobeCheckIOM.pdf |  | 01/01/04
IBI722 | 0640000112 |  | 640 | 640 | 1 1/2 | AH | 1.5 | GATE VALVE,BRONZE BODY,125 SWP 200 WOG,RISING STEM,THREADED BONNET,THREADED ENDS | 564.95 | 4.3 | 2.81 | 1.5 | 9.5 | 4 | 10.5 | 10 | 3 | 084738105442 | 08473810544 | https://www.hammondvalve.com/wp-content/uploads/spec-sheets/ib640.pdf | https://www.hammondvalve.com/wp-content/uploads/BronzeGateGlobeCheckIOM.pdf |  | 01/01/04
IBI722 | 0640000114 |  | 640 | 640 | 1 1/4 | AH | 1.25 | GATE VALVE,BRONZE BODY,125 SWP 200 WOG,RISING STEM,THREADED BONNET,THREADED ENDS | 471.62 | 3.52 | 2.78 | 1.25 | 8.78 | 4 | 8.5 | 8.5 | 4.125 | 084738105435 | 08473810543 | https://www.hammondvalve.com/wp-content/uploads/spec-sheets/ib640.pdf | https://www.hammondvalve.com/wp-content/uploads/BronzeGateGlobeCheckIOM.pdf |  | 01/01/04
IBI722 | 0640000200 |  | 640 | 640 | 2 | AH | 2 | GATE VALVE,BRONZE BODY,125 SWP 200 WOG,RISING STEM,THREADED BONNET,THREADED ENDS | 707.4 | 6.8 | 3.31 | 2 | 11.5 | 2 | 12 | 7 | 3.5 | 084738105459 | 08473810545 | https://www.hammondvalve.com/wp-content/uploads/spec-sheets/ib640.pdf | https://www.hammondvalve.com/wp-content/uploads/BronzeGateGlobeCheckIOM.pdf |  | 01/01/04
IBI722 | 0640000212 |  | 640 | 640 | 2 1/2 | AH | 2.5 | GATE VALVE,BRONZE BODY,125 SWP 200 WOG,RISING STEM,THREADED BONNET,THREADED ENDS | 1901.28 | 11.56 | 4.19 | 2.5 | 14.31 | 1 | 16 | 5.5 | 5.5 | 084738108207 | 08473810820 | https://www.hammondvalve.com/wp-content/uploads/spec-sheets/ib640.pdf | https://www.hammondvalve.com/wp-content/uploads/BronzeGateGlobeCheckIOM.pdf |  | 01/01/04
IBI722 | 0640000300 |  | 640 | 640 | 3 | AH | 3 | GATE VALVE,BRONZE BODY,125 SWP 200 WOG,RISING STEM,THREADED BONNET,THREADED ENDS | 2598.86 | 15.8 | 4.63 | 3 | 16.63 | 1 |  |  |  | 084738108214 | 08473810821 | https://www.hammondvalve.com/wp-content/uploads/spec-sheets/ib640.pdf | https://www.hammondvalve.com/wp-content/uploads/BronzeGateGlobeCheckIOM.pdf |  | 01/01/04
IBI722 | 0640000400 |  | 640 | 640 | 4 | AH | 4 | GATE VALVE,BRONZE BODY,125 SWP 200 WOG,RISING STEM,THREADED BONNET,THREADED ENDS | 6730.51 | 31.2 | 5.5 | 4 | 15.5 | 1 |  |  |  | 084738106937 | 08473810693 | https://www.hammondvalve.com/wp-content/uploads/spec-sheets/ib640.pdf | https://www.hammondvalve.com/wp-content/uploads/BronzeGateGlobeCheckIOM.pdf |  | 01/01/04
IBI722 | 0641000012 |  | 641 | 641 | 1/2 | AH | 0.5 | GATE VALVE,BRONZE BODY,150 SWP 300 WOG,RISING STEM,THREADED BONNET,THREADED ENDS | 250.55 | 0.8 | 2 | 0.5 | 4.38 | 10 | 9 | 9 | 2.125 | 084738105480 | 08473810548 | https://www.hammondvalve.com/wp-content/uploads/spec-sheets/ib641.pdf | https://www.hammondvalve.com/wp-content/uploads/BronzeGateGlobeCheckIOM.pdf |  | 01/01/04
IBI722 | 0641000014 |  | 641 | 641 | 1/4 | AH | 0.25 | GATE VALVE,BRONZE BODY,150 SWP 300 WOG,RISING STEM,THREADED BONNET,THREADED ENDS | 265.33 | 0.8 | 1.75 | 0.25 | 4.38 | 10 | 10 | 7.5 | 2.5 | 084738105466 | 08473810546 | https://www.hammondvalve.com/wp-content/uploads/spec-sheets/ib641.pdf | https://www.hammondvalve.com/wp-content/uploads/BronzeGateGlobeCheckIOM.pdf |  | 01/01/04
IBI722 | 0641000034 |  | 641 | 641 | 3/4 | AH | 0.75 | GATE VALVE,BRONZE BODY,150 SWP 300 WOG,RISING STEM,THREADED BONNET,THREADED ENDS | 299.68 | 1.58 | 2.13 | 0.75 | 5.84 | 6 | 10.5 | 6 | 3.25 | 084738105497 | 08473810549 | https://www.hammondvalve.com/wp-content/uploads/spec-sheets/ib641.pdf | https://www.hammondvalve.com/wp-content/uploads/BronzeGateGlobeCheckIOM.pdf |  | 01/01/04
IBI722 | 0641000038 |  | 641 | 641 | 3/8 | AH | 0.375 | GATE VALVE,BRONZE BODY,150 SWP 300 WOG,RISING STEM,THREADED BONNET,THREADED ENDS | 265.33 | 0.8 | 1.81 | 0.375 | 4.38 | 10 | 10 | 7.5 | 2.5 | 084738105473 | 08473810547 | https://www.hammondvalve.com/wp-content/uploads/spec-sheets/ib641.pdf | https://www.hammondvalve.com/wp-content/uploads/BronzeGateGlobeCheckIOM.pdf |  | 01/01/04
IBI722 | 0641000100 |  | 641 | 641 | 1 | AH | 1 | GATE VALVE,BRONZE BODY,150 SWP 300 WOG,RISING STEM,THREADED BONNET,THREADED ENDS | 397.94 | 2.24 | 2.56 | 1 | 7.06 | 6 | 9 | 8 | 3 | 084738105503 | 08473810550 | https://www.hammondvalve.com/wp-content/uploads/spec-sheets/ib641.pdf | https://www.hammondvalve.com/wp-content/uploads/BronzeGateGlobeCheckIOM.pdf |  | 01/01/04
IBI722 | 0641000112 |  | 641 | 641 | 1 1/2 | AH | 1.5 | GATE VALVE,BRONZE BODY,150 SWP 300 WOG,RISING STEM,THREADED BONNET,THREADED ENDS | 663.23 | 2.14 | 2.81 | 1.5 | 9.5 | 4 | 10.5 | 10 | 3 | 084738105527 | 08473810552 | https://www.hammondvalve.com/wp-content/uploads/spec-sheets/ib641.pdf | https://www.hammondvalve.com/wp-content/uploads/BronzeGateGlobeCheckIOM.pdf |  | 01/01/04
IBI722 | 0641000114 |  | 641 | 641 | 1 1/4 | AH | 1.25 | GATE VALVE,BRONZE BODY,150 SWP 300 WOG,RISING STEM,THREADED BONNET,THREADED ENDS | 501.16 | 3.56 | 2.78 | 1.25 | 8.78 | 10 | 9.5 | 7.5 | 3 | 084738105510 | 08473810551 | https://www.hammondvalve.com/wp-content/uploads/spec-sheets/ib641.pdf | https://www.hammondvalve.com/wp-content/uploads/BronzeGateGlobeCheckIOM.pdf |  | 01/01/04
IBI722 | 0641000200 |  | 641 | 641 | 2 | AH | 2 | GATE VALVE,BRONZE BODY,150 SWP 300 WOG,RISING STEM,THREADED BONNET,THREADED ENDS | 908.84 | 6.84 | 3.31 | 2 | 11.5 | 2 | 12 | 7 | 3.5 | 084738105534 | 08473810553 | https://www.hammondvalve.com/wp-content/uploads/spec-sheets/ib641.pdf | https://www.hammondvalve.com/wp-content/uploads/BronzeGateGlobeCheckIOM.pdf |  | 01/01/04
IBI722 | 0641000212 |  | 641 | 641 | 2 1/2 | AH | 2.5 | GATE VALVE,BRONZE BODY,150 SWP 300 WOG,RISING STEM,THREADED BONNET,THREADED ENDS | 2112.48 | 11.88 | 4.19 | 2.5 | 14.31 | 1 | 16 | 5.5 | 5.5 | 084738105541 | 08473810554 | https://www.hammondvalve.com/wp-content/uploads/spec-sheets/ib641.pdf | https://www.hammondvalve.com/wp-content/uploads/BronzeGateGlobeCheckIOM.pdf |  | 01/01/04
IBI722 | 0641000300 |  | 641 | 641 | 3 | AH | 3 | GATE VALVE,BRONZE BODY,150 SWP 300 WOG,RISING STEM,THREADED BONNET,THREADED ENDS | 2977.13 | 15.42 | 4.63 | 3 | 16.63 | 1 |  |  |  | 084738105558 | 08473810555 | https://www.hammondvalve.com/wp-content/uploads/spec-sheets/ib641.pdf | https://www.hammondvalve.com/wp-content/uploads/BronzeGateGlobeCheckIOM.pdf |  | 01/01/04
IBI722 | 0641000400 |  | 641 | 641 | 4 | AH | 4 | GATE VALVE,BRONZE BODY,150 SWP 300 WOG,RISING STEM,THREADED BONNET,THREADED ENDS | 7619.69 | 31 | 5.5 | 4 | 15.5 | 1 |  |  |  | 084738106975 | 08473810697 | https://www.hammondvalve.com/wp-content/uploads/spec-sheets/ib641.pdf | https://www.hammondvalve.com/wp-content/uploads/BronzeGateGlobeCheckIOM.pdf |  | 01/01/04
IBI722 | 0645000012 |  | 645 | 645 | 1/2 | AH | 0.5 | GATE VALVE,BRONZE BODY,125 SWP 200 WOG,NON-RISING STEM,THREADED BONNET,THREADED ENDS | 181.77 | 0.8 | 2 | 0.5 | 3.63 | 10 | 10.5 | 6 | 3.25 | 084738106876 | 08473810687 | https://www.hammondvalve.com/wp-content/uploads/spec-sheets/ib645.pdf | https://www.hammondvalve.com/wp-content/uploads/BronzeGateGlobeCheckIOM.pdf |  | 01/01/04
IBI722 | 0645000014 |  | 645 | 645 | 1/4 | AH | 0.25 | GATE VALVE,BRONZE BODY,125 SWP 200 WOG,NON-RISING STEM,THREADED BONNET,THREADED ENDS | 206.37 | 0.78 | 1.75 | 0.25 | 3.63 | 10 | 9 | 9 | 2.125 | 084738106852 | 08473810685 | https://www.hammondvalve.com/wp-content/uploads/spec-sheets/ib645.pdf | https://www.hammondvalve.com/wp-content/uploads/BronzeGateGlobeCheckIOM.pdf |  | 01/01/04
IBI722 | 0645000034 |  | 645 | 645 | 3/4 | AH | 0.75 | GATE VALVE,BRONZE BODY,125 SWP 200 WOG,NON-RISING STEM,THREADED BONNET,THREADED ENDS | 221.05 | 1.52 | 2.13 | 0.75 | 4.38 | 6 | 10.5 | 6 | 3.25 | 084738106883 | 08473810688 | https://www.hammondvalve.com/wp-content/uploads/spec-sheets/ib645.pdf | https://www.hammondvalve.com/wp-content/uploads/BronzeGateGlobeCheckIOM.pdf |  | 01/01/04
IBI722 | 0645000038 |  | 645 | 645 | 3/8 | AH | 0.375 | GATE VALVE,BRONZE BODY,125 SWP 200 WOG,NON-RISING STEM,THREADED BONNET,THREADED ENDS | 206.37 | 0.8 | 1.81 | 0.375 | 3.63 | 10 | 9 | 9 | 2.125 | 084738106869 | 08473810686 | https://www.hammondvalve.com/wp-content/uploads/spec-sheets/ib645.pdf | https://www.hammondvalve.com/wp-content/uploads/BronzeGateGlobeCheckIOM.pdf |  | 01/01/04
IBI722 | 0645000100 |  | 645 | 645 | 1 | AH | 1 | GATE VALVE,BRONZE BODY,125 SWP 200 WOG,NON-RISING STEM,THREADED BONNET,THREADED ENDS | 280 | 2.1 | 2.56 | 1 | 5 | 6 | 10.5 | 8 | 3 | 084738106890 | 08473810689 | https://www.hammondvalve.com/wp-content/uploads/spec-sheets/ib645.pdf | https://www.hammondvalve.com/wp-content/uploads/BronzeGateGlobeCheckIOM.pdf |  | 01/01/04
IBI722 | 0645000112 |  | 645 | 645 | 1 1/2 | AH | 1.5 | GATE VALVE,BRONZE BODY,125 SWP 200 WOG,NON-RISING STEM,THREADED BONNET,THREADED ENDS | 496.19 | 3.86 | 2.81 | 1.5 | 6.34 | 4 | 11 | 8.25 | 3 | 084738106913 | 08473810691 | https://www.hammondvalve.com/wp-content/uploads/spec-sheets/ib645.pdf | https://www.hammondvalve.com/wp-content/uploads/BronzeGateGlobeCheckIOM.pdf |  | 01/01/04
IBI722 | 0645000114 |  | 645 | 645 | 1 1/4 | AH | 1.25 | GATE VALVE,BRONZE BODY,125 SWP 200 WOG,NON-RISING STEM,THREADED BONNET,THREADED ENDS | 427.47 | 3.1 | 2.78 | 1.25 | 5.31 | 4 | 9.5 | 7.5 | 3 | 084738106906 | 08473810690 | https://www.hammondvalve.com/wp-content/uploads/spec-sheets/ib645.pdf | https://www.hammondvalve.com/wp-content/uploads/BronzeGateGlobeCheckIOM.pdf |  | 01/01/04
IBI722 | 0645000200 |  | 645 | 645 | 2 | AH | 2 | GATE VALVE,BRONZE BODY,125 SWP 200 WOG,NON-RISING STEM,THREADED BONNET,THREADED ENDS | 648.43 | 6.48 | 3.31 | 2 | 7.44 | 2 | 9.5 | 7.5 | 3 | 084738106920 | 08473810692 | https://www.hammondvalve.com/wp-content/uploads/spec-sheets/ib645.pdf | https://www.hammondvalve.com/wp-content/uploads/BronzeGateGlobeCheckIOM.pdf |  | 01/01/04
IBI722 | 0645000212 |  | 645 | 645 | 2 1/2 | AH | 2.5 | GATE VALVE,BRONZE BODY,125 SWP 200 WOG,NON-RISING STEM,THREADED BONNET,THREADED ENDS | 1694.91 | 10.1 | 4.19 | 2.5 | 9.13 | 1 | 16 | 5.5 | 5.5 | 084738102793 | 08473810279 | https://www.hammondvalve.com/wp-content/uploads/spec-sheets/ib645.pdf | https://www.hammondvalve.com/wp-content/uploads/BronzeGateGlobeCheckIOM.pdf |  | 01/01/04
IBI722 | 0645000300 |  | 645 | 645 | 3 | AH | 3 | GATE VALVE,BRONZE BODY,125 SWP 200 WOG,NON-RISING STEM,THREADED BONNET,THREADED ENDS | 2068.35 | 14.18 | 4.63 | 3 | 10.47 | 1 | 16 | 5.5 | 5.5 | 084738102809 | 08473810280 | https://www.hammondvalve.com/wp-content/uploads/spec-sheets/ib645.pdf | https://www.hammondvalve.com/wp-content/uploads/BronzeGateGlobeCheckIOM.pdf |  | 01/01/04
IBI722 | 0645000400 |  | 645 | 645 | 4 | AH | 4 | GATE VALVE,BRONZE BODY,125 SWP 200 WOG,RISING STEM,THREADED BONNET,THREADED ENDS | 6730.51 | 30.95 | 5.5 | 4 | 15.5 | 1 |  |  |  | 084738106944 | 08473810694 | https://www.hammondvalve.com/wp-content/uploads/spec-sheets/ib645.pdf | https://www.hammondvalve.com/wp-content/uploads/BronzeGateGlobeCheckIOM.pdf |  | 01/01/04
IBI722 | 0645B00034 |  | 645 | 645B | 3/4 | AH | 0.75 | GATE VALVE,BRONZE BODY,125 SWP 200 WOG,NON RISING STEM,THD BONNET,THD ENDS,BRONZE HANDWHEEL | 259.66 | 1.475 | 0 | 0 | 0 | 6 | 10.5 | 6 | 3.25 | 084738284314 | 08473828431 | https://www.hammondvalve.com/wp-content/uploads/spec-sheets/ib645.pdf | https://www.hammondvalve.com/wp-content/uploads/BronzeGateGlobeCheckIOM.pdf |  | 02/15/05
IBI722 | 0645B00100 |  | 645 | 645B | 1 | AH | 1 | GATE VALVE,BRONZE BODY,125 SWP 200 WOG,NON RISING STEM,THD BONNET,THD ENDS,BRONZE HANDWHEEL | 324.79 | 2.1 | 0 | 0 | 0 | 6 | 10.5 | 8 | 3 | 084738284321 | 08473828432 | https://www.hammondvalve.com/wp-content/uploads/spec-sheets/ib645.pdf | https://www.hammondvalve.com/wp-content/uploads/BronzeGateGlobeCheckIOM.pdf |  | 02/15/05
IBI722 | 0645B00112 |  | 645 | 645B | 1 1/2 | AH | 1.5 | GATE VALVE,BRONZE BODY,125 SWP 200 WOG,NON RISING STEM,THD BONNET,THD ENDS,BRONZE HANDWHEEL | 548.23 | 4.02 | 2.81 | 1.5 | 6.34 | 4 | 10.5 | 8 | 3 | 084738137443 | 08473813744 | https://www.hammondvalve.com/wp-content/uploads/spec-sheets/ib645.pdf | https://www.hammondvalve.com/wp-content/uploads/BronzeGateGlobeCheckIOM.pdf |  | 08/25/03
IBI722 | 0645B00114 |  | 645 | 645B | 1 1/4 | AH | 1.25 | GATE VALVE,BRONZE BODY,125 SWP 200 WOG,NON RISING STEM,THD BONNET,THD ENDS,BRONZE HANDWHEEL | 479.54 | 3.1 | 0 | 0 | 0 | 4 | 9.5 | 7.5 | 3 | 084738291510 | 08473829151 | https://www.hammondvalve.com/wp-content/uploads/spec-sheets/ib645.pdf | https://www.hammondvalve.com/wp-content/uploads/BronzeGateGlobeCheckIOM.pdf |  | 01/31/11
IBI722 | 0645B00200 |  | 645 | 645B | 2 | AH | 2 | GATE VALVE,BRONZE BODY,125 SWP 200 WOG,NON RISING STEM,THD BONNET,THD ENDS,BRONZE HANDWHEEL | 717.15 | 6.76 | 3.31 | 2 | 7.44 | 2 | 9.5 | 7.5 | 3 | 084738122067 | 08473812206 | https://www.hammondvalve.com/wp-content/uploads/spec-sheets/ib645.pdf | https://www.hammondvalve.com/wp-content/uploads/BronzeGateGlobeCheckIOM.pdf |  | 01/01/04
IBI722 | 0645P20012 |  | 645 | 645P2 | 1/2 | AH | 0.5 | GATE VALVE,BRONZE BODY,125 SWP 200 WOG,NON-RISING STEM,THREADED BONNET,PRESS X PRESS ENDS | 201.89 | 0 | 2 | 0.5 | 3.63 | 0 |  |  |  | 084738295150 | 08473829515 | https://www.hammondvalve.com/wp-content/uploads/spec-sheets/ib645_p2.pdf | https://www.hammondvalve.com/wp-content/uploads/BronzeGateGlobeCheckIOM.pdf | https://www.hammondvalve.com/wp-content/uploads/ioms/UltraPressIOM.pdf | 06/24/19
IBI722 | 0645P20034 |  | 645 | 645P2 | 3/4 | AH | 0.75 | GATE VALVE,BRONZE BODY,125 SWP 200 WOG,NON-RISING STEM,THREADED BONNET,PRESS X PRESS ENDS | 253.16 | 0 | 2.13 | 0.75 | 4.38 | 0 |  |  |  | 084738295167 | 08473829516 | https://www.hammondvalve.com/wp-content/uploads/spec-sheets/ib645_p2.pdf | https://www.hammondvalve.com/wp-content/uploads/BronzeGateGlobeCheckIOM.pdf | https://www.hammondvalve.com/wp-content/uploads/ioms/UltraPressIOM.pdf | 06/24/19
IBI722 | 0645P20100 |  | 645 | 645P2 | 1 | AH | 1 | GATE VALVE,BRONZE BODY,125 SWP 200 WOG,NON-RISING STEM,THREADED BONNET,PRESS X PRESS ENDS | 349.97 | 2.8 | 2.56 | 1 | 5 | 0 |  |  |  | 084738295174 | 08473829517 | https://www.hammondvalve.com/wp-content/uploads/spec-sheets/ib645_p2.pdf | https://www.hammondvalve.com/wp-content/uploads/BronzeGateGlobeCheckIOM.pdf | https://www.hammondvalve.com/wp-content/uploads/ioms/UltraPressIOM.pdf | 06/24/19
IBI722 | 0645P20112 |  | 645 | 645P2 | 1 1/2 | AH | 1.5 | GATE VALVE,BRONZE BODY,125 SWP 200 WOG,NON-RISING STEM,THREADED BONNET,PRESS X PRESS ENDS | 653.88 | 0 | 2.81 | 1.5 | 6.34 | 0 |  |  |  | 084738295198 | 08473829519 | https://www.hammondvalve.com/wp-content/uploads/spec-sheets/ib645_p2.pdf | https://www.hammondvalve.com/wp-content/uploads/BronzeGateGlobeCheckIOM.pdf | https://www.hammondvalve.com/wp-content/uploads/ioms/UltraPressIOM.pdf | 06/24/19
IBI722 | 0645P20114 |  | 645 | 645P2 | 1 1/4 | AH | 1.25 | GATE VALVE,BRONZE BODY,125 SWP 200 WOG,NON-RISING STEM,THREADED BONNET,PRESS X PRESS ENDS | 565.73 | 0 | 2.78 | 1.25 | 5.31 | 0 |  |  |  | 084738295181 | 08473829518 | https://www.hammondvalve.com/wp-content/uploads/spec-sheets/ib645_p2.pdf | https://www.hammondvalve.com/wp-content/uploads/BronzeGateGlobeCheckIOM.pdf | https://www.hammondvalve.com/wp-content/uploads/ioms/UltraPressIOM.pdf | 06/24/19
IBI722 | 0645P20200 |  | 645 | 645P2 | 2 | AH | 2 | GATE VALVE,BRONZE BODY,125 SWP 200 WOG,NON-RISING STEM,THREADED BONNET,PRESS X PRESS ENDS | 878.66 | 8.5 | 3.31 | 2 | 7.44 | 0 |  |  |  | 084738295204 | 08473829520 | https://www.hammondvalve.com/wp-content/uploads/spec-sheets/ib645_p2.pdf | https://www.hammondvalve.com/wp-content/uploads/BronzeGateGlobeCheckIOM.pdf | https://www.hammondvalve.com/wp-content/uploads/ioms/UltraPressIOM.pdf | 06/24/19
IBI722 | 0645SQ0200 |  | 645 | 645SQ | 2 | AH | 2 | GATE VALVE,BRONZE BODY,125 SWP 200 WOG,NON-RISING STEM,THREADED BONNET,THREADED ENDS,W/SQ OP NUT | 747.35 | 7.04 | 3.31 | 2 | 7.44 | 2 | 9.5 | 7.5 | 3 | 084738135029 | 08473813502 | https://www.hammondvalve.com/wp-content/uploads/spec-sheets/ib645.pdf | https://www.hammondvalve.com/wp-content/uploads/BronzeGateGlobeCheckIOM.pdf |  | 04/10/02
IBI722 | 0645T00200 |  | 645 | 645T | 2 | AH | 2 | GATE VALVE,BRONZE BODY,125 SWP 200 WOG,NON RISING STEM,THD BONNET,THD ENDS,T-HANDLE | 675.35 | 6.5 | 0 | 0 | 0 | 2 | 9.5 | 7.5 | 3 | 084738121954 | 08473812195 | https://www.hammondvalve.com/wp-content/uploads/spec-sheets/ib645.pdf | https://www.hammondvalve.com/wp-content/uploads/BronzeGateGlobeCheckIOM.pdf |  | 01/01/04
IBI722 | 0646000012 |  | 646 | 646 | 1/2 | AH | 0.5 | GATE VALVE,BRONZE BODY,150 SWP 300 WOG,NON-RISING STEM,THREADED BONNET,THREADED ENDS | 289.83 | 0.78 | 2 | 0.5 | 3.63 | 10 | 10.5 | 6 | 3.25 | 084738105589 | 08473810558 | https://www.hammondvalve.com/wp-content/uploads/spec-sheets/ib646.pdf | https://www.hammondvalve.com/wp-content/uploads/BronzeGateGlobeCheckIOM.pdf |  | 01/01/04
IBI722 | 0646000014 |  | 646 | 646 | 1/4 | AH | 0.25 | GATE VALVE,BRONZE BODY,150 SWP 300 WOG,NON-RISING STEM,THREADED BONNET,THREADED ENDS | 280 | 0.82 | 1.75 | 0.25 | 3.63 | 10 | 9 | 9 | 2.125 | 084738105565 | 08473810556 | https://www.hammondvalve.com/wp-content/uploads/spec-sheets/ib646.pdf | https://www.hammondvalve.com/wp-content/uploads/BronzeGateGlobeCheckIOM.pdf |  | 01/01/04
IBI722 | 0646000034 |  | 646 | 646 | 3/4 | AH | 0.75 | GATE VALVE,BRONZE BODY,150 SWP 300 WOG,NON-RISING STEM,THREADED BONNET,THREADED ENDS | 314.43 | 1.56 | 2.13 | 0.75 | 4.38 | 6 | 10.5 | 6 | 3.25 | 084738105596 | 08473810559 | https://www.hammondvalve.com/wp-content/uploads/spec-sheets/ib646.pdf | https://www.hammondvalve.com/wp-content/uploads/BronzeGateGlobeCheckIOM.pdf |  | 01/01/04
IBI722 | 0646000038 |  | 646 | 646 | 3/8 | AH | 0.375 | GATE VALVE,BRONZE BODY,150 SWP 300 WOG,NON-RISING STEM,THREADED BONNET,THREADED ENDS | 280 | 0.8 | 1.81 | 0.375 | 3.63 | 10 | 9 | 9 | 2.125 | 084738105572 | 08473810557 | https://www.hammondvalve.com/wp-content/uploads/spec-sheets/ib646.pdf | https://www.hammondvalve.com/wp-content/uploads/BronzeGateGlobeCheckIOM.pdf |  | 01/01/04
IBI722 | 0646000100 |  | 646 | 646 | 1 | AH | 1 | GATE VALVE,BRONZE BODY,150 SWP 300 WOG,NON-RISING STEM,THREADED BONNET,THREADED ENDS | 412.64 | 2.1 | 2.56 | 1 | 5 | 6 | 10.5 | 8 | 3 | 084738105602 | 08473810560 | https://www.hammondvalve.com/wp-content/uploads/spec-sheets/ib646.pdf | https://www.hammondvalve.com/wp-content/uploads/BronzeGateGlobeCheckIOM.pdf |  | 01/01/04
IBI722 | 0646000112 |  | 646 | 646 | 1 1/2 | AH | 1.5 | GATE VALVE,BRONZE BODY,150 SWP 300 WOG,NON-RISING STEM,THREADED BONNET,THREADED ENDS | 687.79 | 3.88 | 2.81 | 1.5 | 6.34 | 4 | 11 | 8.25 | 3 | 084738105626 | 08473810562 | https://www.hammondvalve.com/wp-content/uploads/spec-sheets/ib646.pdf | https://www.hammondvalve.com/wp-content/uploads/BronzeGateGlobeCheckIOM.pdf |  | 01/01/04
IBI722 | 0646000114 |  | 646 | 646 | 1 1/4 | AH | 1.25 | GATE VALVE,BRONZE BODY,150 SWP 300 WOG,NON-RISING STEM,THREADED BONNET,THREADED ENDS | 550.21 | 3.1 | 2.78 | 1.25 | 5.31 | 4 | 9.5 | 7.5 | 3 | 084738105619 | 08473810561 | https://www.hammondvalve.com/wp-content/uploads/spec-sheets/ib646.pdf | https://www.hammondvalve.com/wp-content/uploads/BronzeGateGlobeCheckIOM.pdf |  | 01/01/04
IBI722 | 0646000200 |  | 646 | 646 | 2 | AH | 2 | GATE VALVE,BRONZE BODY,150 SWP 300 WOG,NON-RISING STEM,THREADED BONNET,THREADED ENDS | 953.07 | 6.48 | 3.31 | 2 | 7.44 | 2 | 9.5 | 7.5 | 3 | 084738105633 | 08473810563 | https://www.hammondvalve.com/wp-content/uploads/spec-sheets/ib646.pdf | https://www.hammondvalve.com/wp-content/uploads/BronzeGateGlobeCheckIOM.pdf |  | 01/01/04
IBI722 | 0646000212 |  | 646 | 646 | 2 1/2 | AH | 2.5 | GATE VALVE,BRONZE BODY,150 SWP 300 WOG,NON-RISING STEM,THREADED BONNET,THREADED ENDS | 2205.86 | 9.77 | 4.19 | 2.5 | 9.13 | 1 | 16 | 5.5 | 5.5 | 084738110392 | 08473811039 | https://www.hammondvalve.com/wp-content/uploads/spec-sheets/ib646.pdf | https://www.hammondvalve.com/wp-content/uploads/BronzeGateGlobeCheckIOM.pdf |  | 01/01/04
IBI722 | 0646000300 |  | 646 | 646 | 3 | AH | 3 | GATE VALVE,BRONZE BODY,150 SWP 300 WOG,NON-RISING STEM,THREADED BONNET,THREADED ENDS | 3090.15 | 14.88 | 4.63 | 3 | 10.47 | 1 | 16 | 5.5 | 5.5 | 084738110408 | 08473811040 | https://www.hammondvalve.com/wp-content/uploads/spec-sheets/ib646.pdf | https://www.hammondvalve.com/wp-content/uploads/BronzeGateGlobeCheckIOM.pdf |  | 01/01/04
IBI722 | 0646000400 |  | 646 | 646 | 4 | AH | 4 | GATE VALVE,BRONZE BODY,150 SWP 300 WOG,RISING STEM,THREADED BONNET,THREADED ENDS | 7619.69 | 30.69 | 5.5 | 4 | 15.5 | 1 |  |  |  | 084738106982 | 08473810698 | https://www.hammondvalve.com/wp-content/uploads/spec-sheets/ib646.pdf | https://www.hammondvalve.com/wp-content/uploads/BronzeGateGlobeCheckIOM.pdf |  | 01/01/04
IBI722 | 0647000012 |  | 647 | 647 | 1/2 | AH | 0.5 | GATE VALVE,BRONZE BODY,125 SWP 200 WOG,NON-RISING STEM,THREADED BONNET,SOLDER ENDS | 181.77 | 0.72 | 1.88 | 0.5 | 3.56 | 10 | 8.5 | 8.5 | 4.125 | 084738105732 | 08473810573 | https://www.hammondvalve.com/wp-content/uploads/spec-sheets/ib647.pdf | https://www.hammondvalve.com/wp-content/uploads/BronzeGateGlobeCheckIOM.pdf |  | 01/01/04
IBI722 | 0647000034 |  | 647 | 647 | 3/4 | AH | 0.75 | GATE VALVE,BRONZE BODY,125 SWP 200 WOG,NON-RISING STEM,THREADED BONNET,SOLDER ENDS | 221.05 | 1.38 | 2.5 | 0.75 | 4.75 | 6 | 10.5 | 6 | 3.25 | 084738105749 | 08473810574 | https://www.hammondvalve.com/wp-content/uploads/spec-sheets/ib647.pdf | https://www.hammondvalve.com/wp-content/uploads/BronzeGateGlobeCheckIOM.pdf |  | 01/01/04
IBI722 | 0647000038 |  | 647 | 647 | 3/8 | AH | 0.375 | GATE VALVE,BRONZE BODY,125 SWP 200 WOG,NON-RISING STEM,THREADED BONNET,SOLDER ENDS | 206.37 | 0.66 | 1.63 | 0.375 | 3.56 | 6 | 8.5 | 8.5 | 4.125 | 084738118510 | 08473811851 | https://www.hammondvalve.com/wp-content/uploads/spec-sheets/ib647.pdf | https://www.hammondvalve.com/wp-content/uploads/BronzeGateGlobeCheckIOM.pdf |  | 01/01/04
IBI722 | 0647000100 |  | 647 | 647 | 1 | AH | 1 | GATE VALVE,BRONZE BODY,125 SWP 200 WOG,NON-RISING STEM,THREADED BONNET,SOLDER ENDS | 299.68 | 1.86 | 3 | 1 | 5 | 6 | 10.5 | 8 | 3 | 084738105756 | 08473810575 | https://www.hammondvalve.com/wp-content/uploads/spec-sheets/ib647.pdf | https://www.hammondvalve.com/wp-content/uploads/BronzeGateGlobeCheckIOM.pdf |  | 01/01/04
IBI722 | 0647000112 |  | 647 | 647 | 1 1/2 | AH | 1.5 | GATE VALVE,BRONZE BODY,125 SWP 200 WOG,NON-RISING STEM,THREADED BONNET,SOLDER ENDS | 510.88 | 3.46 | 3.63 | 1.5 | 6.5 | 4 | 11.5 | 9 | 3 | 084738105770 | 08473810577 | https://www.hammondvalve.com/wp-content/uploads/spec-sheets/ib647.pdf | https://www.hammondvalve.com/wp-content/uploads/BronzeGateGlobeCheckIOM.pdf |  | 01/01/04
IBI722 | 0647000114 |  | 647 | 647 | 1 1/4 | AH | 1.25 | GATE VALVE,BRONZE BODY,125 SWP 200 WOG,NON-RISING STEM,THREADED BONNET,SOLDER ENDS | 452.04 | 2.68 | 3.25 | 1.25 | 5.88 | 4 | 9.5 | 7.5 | 3 | 084738105763 | 08473810576 | https://www.hammondvalve.com/wp-content/uploads/spec-sheets/ib647.pdf | https://www.hammondvalve.com/wp-content/uploads/BronzeGateGlobeCheckIOM.pdf |  | 01/01/04
IBI722 | 0647000200 |  | 647 | 647 | 2 | AH | 2 | GATE VALVE,BRONZE BODY,125 SWP 200 WOG,NON-RISING STEM,THREADED BONNET,SOLDER ENDS | 707.4 | 6.14 | 4.31 | 2 | 7.44 | 2 | 9.5 | 7.5 | 3 | 084738105787 | 08473810578 | https://www.hammondvalve.com/wp-content/uploads/spec-sheets/ib647.pdf | https://www.hammondvalve.com/wp-content/uploads/BronzeGateGlobeCheckIOM.pdf |  | 01/01/04
IBI722 | 0647000212 |  | 647 | 647 | 2 1/2 | AH | 2.5 | GATE VALVE,BRONZE BODY,125 SWP 200 WOG,NON-RISING STEM,THREADED BONNET,SOLDER ENDS | 1807.86 | 8.98 | 4.81 | 2.5 | 9.13 | 1 | 16 | 5.5 | 5.5 | 084738105794 | 08473810579 | https://www.hammondvalve.com/wp-content/uploads/spec-sheets/ib647.pdf | https://www.hammondvalve.com/wp-content/uploads/BronzeGateGlobeCheckIOM.pdf |  | 01/01/04
IBI722 | 0647000300 |  | 647 | 647 | 3 | AH | 3 | GATE VALVE,BRONZE BODY,125 SWP 200 WOG,NON-RISING STEM,THREADED BONNET,SOLDER ENDS | 2348.29 | 13.36 | 5.44 | 3 | 10.38 | 1 | 16 | 5.5 | 5.5 | 084738105800 | 08473810580 | https://www.hammondvalve.com/wp-content/uploads/spec-sheets/ib647.pdf | https://www.hammondvalve.com/wp-content/uploads/BronzeGateGlobeCheckIOM.pdf |  | 01/01/04
IBI722 | 0647000400 |  | 647 | 647 | 4 | AH | 4 | GATE VALVE,BRONZE BODY,125 SWP 200 WOG,RISING STEM,THREADED BONNET,SOLDER ENDS | 7354.43 | 25.78 | 7.25 | 4 | 15.5 | 1 |  |  |  | 084738105817 | 08473810581 | https://www.hammondvalve.com/wp-content/uploads/spec-sheets/ib647.pdf | https://www.hammondvalve.com/wp-content/uploads/BronzeGateGlobeCheckIOM.pdf |  | 01/01/04
IBI722 | 0648000012 |  | 648 | 648 | 1/2 | AH | 0.5 | GATE VALVE,BRONZE BODY,150 SWP 300 WOG,RISING STEM,UNION BONNET,SOLDER ENDS | 314.43 | 1.44 | 2.13 | 0.5 | 5.5 | 10 | 11 | 8.25 | 3 | 084738105831 | 08473810583 | https://www.hammondvalve.com/wp-content/uploads/spec-sheets/ib648.pdf | https://www.hammondvalve.com/wp-content/uploads/BronzeGateGlobeCheckIOM.pdf |  | 01/01/04
IBI722 | 0648000034 |  | 648 | 648 | 3/4 | AH | 0.75 | GATE VALVE,BRONZE BODY,150 SWP 300 WOG,RISING STEM,UNION BONNET,SOLDER ENDS | 358.64 | 1.88 | 2.63 | 0.75 | 6.25 | 6 | 9.5 | 7.5 | 3 | 084738123965 | 08473812396 | https://www.hammondvalve.com/wp-content/uploads/spec-sheets/ib648.pdf | https://www.hammondvalve.com/wp-content/uploads/BronzeGateGlobeCheckIOM.pdf |  | 01/01/04
IBI722 | 0648000038 |  | 648 | 648 | 3/8 | AH | 0.375 | GATE VALVE,BRONZE BODY,150 SWP 300 WOG,RISING STEM,UNION BONNET,SOLDER ENDS | 321.77 | 0.94 | 1.63 | 0.375 | 5.13 | 12 | 9 | 9 | 2.125 | 084738105824 | 08473810582 | https://www.hammondvalve.com/wp-content/uploads/spec-sheets/ib648.pdf | https://www.hammondvalve.com/wp-content/uploads/BronzeGateGlobeCheckIOM.pdf |  | 01/01/04
IBI722 | 0648000100 |  | 648 | 648 | 1 | AH | 1 | GATE VALVE,BRONZE BODY,150 SWP 300 WOG,RISING STEM,UNION BONNET,SOLDER ENDS | 486.36 | 2.68 | 3 | 1 | 7.19 | 6 | 10.5 | 8 | 3 | 084738111474 | 08473811147 | https://www.hammondvalve.com/wp-content/uploads/spec-sheets/ib648.pdf | https://www.hammondvalve.com/wp-content/uploads/BronzeGateGlobeCheckIOM.pdf |  | 01/01/04
IBI722 | 0648000112 |  | 648 | 648 | 1 1/2 | AH | 1.5 | GATE VALVE,BRONZE BODY,150 SWP 300 WOG,RISING STEM,UNION BONNET,SOLDER ENDS | 815.56 | 5.24 | 3.75 | 1.5 | 9.63 | 4 | 10.5 | 10 | 3 | 084738105879 | 08473810587 | https://www.hammondvalve.com/wp-content/uploads/spec-sheets/ib648.pdf | https://www.hammondvalve.com/wp-content/uploads/BronzeGateGlobeCheckIOM.pdf |  | 01/01/04
IBI722 | 0648000114 |  | 648 | 648 | 1 1/4 | AH | 1.25 | GATE VALVE,BRONZE BODY,150 SWP 300 WOG,RISING STEM,UNION BONNET,SOLDER ENDS | 673.05 | 3.6 | 3.38 | 1.25 | 8.56 | 4 | 9 | 8 | 3 | 084738123972 | 08473812397 | https://www.hammondvalve.com/wp-content/uploads/spec-sheets/ib648.pdf | https://www.hammondvalve.com/wp-content/uploads/BronzeGateGlobeCheckIOM.pdf |  | 01/01/04
IBI722 | 0648000200 |  | 648 | 648 | 2 | AH | 2 | GATE VALVE,BRONZE BODY,150 SWP 300 WOG,RISING STEM,UNION BONNET,SOLDER ENDS | 1306.81 | 7.3 | 4.31 | 2 | 11.75 | 2 | 12 | 7 | 3.5 | 084738105886 | 08473810588 | https://www.hammondvalve.com/wp-content/uploads/spec-sheets/ib648.pdf | https://www.hammondvalve.com/wp-content/uploads/BronzeGateGlobeCheckIOM.pdf |  | 01/01/04
IBI722 | 0648000212 |  | 648 | 648 | 2 1/2 | AH | 2.5 | GATE VALVE,BRONZE BODY,150 SWP 300 WOG,RISING STEM,UNION BONNET,SOLDER ENDS | 2785.63 | 13.35 | 5.25 | 2.5 | 14.25 | 1 | 16 | 5.5 | 5.5 | 084738105893 | 08473810589 | https://www.hammondvalve.com/wp-content/uploads/spec-sheets/ib648.pdf | https://www.hammondvalve.com/wp-content/uploads/BronzeGateGlobeCheckIOM.pdf |  | 01/01/04
IBI722 | 0648000300 |  | 648 | 648 | 3 | AH | 3 | GATE VALVE,BRONZE BODY,150 SWP 300 WOG,RISING STEM,UNION BONNET,SOLDER ENDS | 4313.43 | 18.68 | 5.75 | 3 | 16.5 | 1 | 16 | 5.5 | 5.5 | 084738105909 | 08473810590 | https://www.hammondvalve.com/wp-content/uploads/spec-sheets/ib648.pdf | https://www.hammondvalve.com/wp-content/uploads/BronzeGateGlobeCheckIOM.pdf |  | 01/01/04
IBI722 | 0650000012 |  | 650 | 650 | 1/2 | AH | 0.5 | GATE VALVE,BRONZE BODY,200 SWP 400 WOG,RISING STEM,UNION BONNET,THREADED ENDS,CU/NI SEATS | 397.94 | 1.64 | 2.25 | 0.5 | 5.5 | 10 | 11 | 8.25 | 3 | 084738110446 | 08473811044 | https://www.hammondvalve.com/wp-content/uploads/spec-sheets/ib650.pdf | https://www.hammondvalve.com/wp-content/uploads/BronzeGateGlobeCheckIOM.pdf |  | 01/01/04
IBI722 | 0650000014 |  | 650 | 650 | 1/4 | AH | 0.25 | GATE VALVE,BRONZE BODY,200 SWP 400 WOG,RISING STEM,UNION BONNET,THREADED ENDS,CU/NI SEATS | 442.17 | 1.04 | 1.81 | 0.25 | 5.13 | 10 | 10 | 7.5 | 2.5 | 084738110422 | 08473811042 | https://www.hammondvalve.com/wp-content/uploads/spec-sheets/ib650.pdf | https://www.hammondvalve.com/wp-content/uploads/BronzeGateGlobeCheckIOM.pdf |  | 01/01/04
IBI722 | 0650000034 |  | 650 | 650 | 3/4 | AH | 0.75 | GATE VALVE,BRONZE BODY,200 SWP 400 WOG,RISING STEM,UNION BONNET,THREADED ENDS,CU/NI SEATS | 476.54 | 2.34 | 2.5 | 0.75 | 6.25 | 6 | 9 | 8 | 3 | 084738110453 | 08473811045 | https://www.hammondvalve.com/wp-content/uploads/spec-sheets/ib650.pdf | https://www.hammondvalve.com/wp-content/uploads/BronzeGateGlobeCheckIOM.pdf |  | 01/01/04
IBI722 | 0650000038 |  | 650 | 650 | 3/8 | AH | 0.375 | GATE VALVE,BRONZE BODY,200 SWP 400 WOG,RISING STEM,UNION BONNET,THREADED ENDS,CU/NI SEATS | 442.17 | 1.05 | 1.88 | 0.375 | 5.13 | 10 | 10 | 7.5 | 2.5 | 084738110439 | 08473811043 | https://www.hammondvalve.com/wp-content/uploads/spec-sheets/ib650.pdf | https://www.hammondvalve.com/wp-content/uploads/BronzeGateGlobeCheckIOM.pdf |  | 01/01/04
IBI722 | 0650000100 |  | 650 | 650 | 1 | AH | 1 | GATE VALVE,BRONZE BODY,200 SWP 400 WOG,RISING STEM,UNION BONNET,THREADED ENDS,CU/NI SEATS | 682.85 | 2.86 | 2.88 | 1 | 7.19 | 6 | 10.5 | 8 | 3 | 084738110460 | 08473811046 | https://www.hammondvalve.com/wp-content/uploads/spec-sheets/ib650.pdf | https://www.hammondvalve.com/wp-content/uploads/BronzeGateGlobeCheckIOM.pdf |  | 01/01/04
IBI722 | 0650000112 |  | 650 | 650 | 1 1/2 | AH | 1.5 | GATE VALVE,BRONZE BODY,200 SWP 400 WOG,RISING STEM,UNION BONNET,THREADED ENDS,CU/NI SEATS | 1051.37 | 6.5 | 3.5 | 1.5 | 9.56 | 4 | 10.5 | 10 | 3 | 084738110484 | 08473811048 | https://www.hammondvalve.com/wp-content/uploads/spec-sheets/ib650.pdf | https://www.hammondvalve.com/wp-content/uploads/BronzeGateGlobeCheckIOM.pdf |  | 01/01/04
IBI722 | 0650000114 |  | 650 | 650 | 1 1/4 | AH | 1.25 | GATE VALVE,BRONZE BODY,200 SWP 400 WOG,RISING STEM,UNION BONNET,THREADED ENDS,CU/NI SEATS | 1031.67 | 4.24 | 3.25 | 1.25 | 8.56 | 4 | 11 | 8.25 | 3 | 084738110477 | 08473811047 | https://www.hammondvalve.com/wp-content/uploads/spec-sheets/ib650.pdf | https://www.hammondvalve.com/wp-content/uploads/BronzeGateGlobeCheckIOM.pdf |  | 01/01/04
IBI722 | 0650000200 |  | 650 | 650 | 2 | AH | 2 | GATE VALVE,BRONZE BODY,200 SWP 400 WOG,RISING STEM,UNION BONNET,THREADED ENDS,CU/NI SEATS | 1640.87 | 9.74 | 3.75 | 2 | 11.75 | 2 | 12 | 7 | 3.5 | 084738110491 | 08473811049 | https://www.hammondvalve.com/wp-content/uploads/spec-sheets/ib650.pdf | https://www.hammondvalve.com/wp-content/uploads/BronzeGateGlobeCheckIOM.pdf |  | 01/01/04
IBI722 | 0651000012 |  | 651 | 651 | 1/2 | AH | 0.5 | GATE VALVE,BRONZE BODY,200 SWP 400 WOG,RISING STEM,UNION BONNET,THREADED ENDS,SS SEATS | 466.69 | 1.64 | 2.25 | 0.5 | 5.5 | 10 | 11 | 8.25 | 3 | 084738105022 | 08473810502 | https://www.hammondvalve.com/wp-content/uploads/spec-sheets/ib651.pdf | https://www.hammondvalve.com/wp-content/uploads/BronzeGateGlobeCheckIOM.pdf |  | 01/01/04
IBI722 | 0651000014 |  | 651 | 651 | 1/4 | AH | 0.25 | GATE VALVE,BRONZE BODY,200 SWP 400 WOG,RISING STEM,UNION BONNET,THREADED ENDS,SS SEATS | 466.69 | 1.1 | 1.81 | 0.25 | 5.13 | 10 | 10 | 7.5 | 2.5 | 084738105008 | 08473810500 | https://www.hammondvalve.com/wp-content/uploads/spec-sheets/ib651.pdf | https://www.hammondvalve.com/wp-content/uploads/BronzeGateGlobeCheckIOM.pdf |  | 01/01/04
IBI722 | 0651000034 |  | 651 | 651 | 3/4 | AH | 0.75 | GATE VALVE,BRONZE BODY,200 SWP 400 WOG,RISING STEM,UNION BONNET,THREADED ENDS,SS SEATS | 535.5 | 2.32 | 2.5 | 0.75 | 6.25 | 6 | 9 | 8 | 3 | 084738105039 | 08473810503 | https://www.hammondvalve.com/wp-content/uploads/spec-sheets/ib651.pdf | https://www.hammondvalve.com/wp-content/uploads/BronzeGateGlobeCheckIOM.pdf |  | 01/01/04
IBI722 | 0651000038 |  | 651 | 651 | 3/8 | AH | 0.375 | GATE VALVE,BRONZE BODY,200 SWP 400 WOG,RISING STEM,UNION BONNET,THREADED ENDS,SS SEATS | 466.69 | 1.1 | 1.88 | 5.13 | 0 | 10 | 10 | 7.5 | 2.5 | 084738105015 | 08473810501 | https://www.hammondvalve.com/wp-content/uploads/spec-sheets/ib651.pdf | https://www.hammondvalve.com/wp-content/uploads/BronzeGateGlobeCheckIOM.pdf |  | 01/01/04
IBI722 | 0651000100 |  | 651 | 651 | 1 | AH | 1 | GATE VALVE,BRONZE BODY,200 SWP 400 WOG,RISING STEM,UNION BONNET,THREADED ENDS,SS SEATS | 791.01 | 2.84 | 2.88 | 1 | 7.19 | 6 | 10.5 | 8 | 3 | 084738105046 | 08473810504 | https://www.hammondvalve.com/wp-content/uploads/spec-sheets/ib651.pdf | https://www.hammondvalve.com/wp-content/uploads/BronzeGateGlobeCheckIOM.pdf |  | 01/01/04
IBI722 | 0651000112 |  | 651 | 651 | 1 1/2 | AH | 1.5 | GATE VALVE,BRONZE BODY,200 SWP 400 WOG,RISING STEM,UNION BONNET,THREADED ENDS,SS SEATS | 1213.45 | 6.54 | 3.5 | 1.5 | 9.63 | 4 | 10.5 | 10 | 3 | 084738105060 | 08473810506 | https://www.hammondvalve.com/wp-content/uploads/spec-sheets/ib651.pdf | https://www.hammondvalve.com/wp-content/uploads/BronzeGateGlobeCheckIOM.pdf |  | 01/01/04
IBI722 | 0651000114 |  | 651 | 651 | 1 1/4 | AH | 1.25 | GATE VALVE,BRONZE BODY,200 SWP 400 WOG,RISING STEM,UNION BONNET,THREADED ENDS,SS SEATS | 1080.77 | 4.26 | 3.25 | 1.25 | 8.56 | 4 | 11 | 8.25 | 3 | 084738105053 | 08473810505 | https://www.hammondvalve.com/wp-content/uploads/spec-sheets/ib651.pdf | https://www.hammondvalve.com/wp-content/uploads/BronzeGateGlobeCheckIOM.pdf |  | 01/01/04
IBI722 | 0651000200 |  | 651 | 651 | 2 | AH | 2 | GATE VALVE,BRONZE BODY,200 SWP 400 WOG,RISING STEM,UNION BONNET,THREADED ENDS,SS SEATS | 1802.97 | 9.38 | 3.75 | 2 | 11.75 | 2 | 12 | 7 | 3.5 | 084738105077 | 08473810507 | https://www.hammondvalve.com/wp-content/uploads/spec-sheets/ib651.pdf | https://www.hammondvalve.com/wp-content/uploads/BronzeGateGlobeCheckIOM.pdf |  | 01/01/04
IBI722 | 0651000212 |  | 651 | 651 | 2 1/2 | AH | 2.5 | GATE VALVE,BRONZE BODY,200 SWP 400 WOG,RISING STEM,UNION BONNET,THREADED ENDS,SS SEATS | 4755.57 | 16.44 | 4.63 | 2.5 | 14.5 | 1 | 16 | 5.5 | 5.5 | 084738105084 | 08473810508 | https://www.hammondvalve.com/wp-content/uploads/spec-sheets/ib651.pdf | https://www.hammondvalve.com/wp-content/uploads/BronzeGateGlobeCheckIOM.pdf |  | 01/01/04
IBI722 | 0651000300 |  | 651 | 651 | 3 | AH | 3 | GATE VALVE,BRONZE BODY,200 SWP 400 WOG,RISING STEM,UNION BONNET,THREADED ENDS,SS SEATS | 6268.7 | 22 | 5 | 3 | 16.75 | 1 | 16 | 5.5 | 5.5 | 084738105091 | 08473810509 | https://www.hammondvalve.com/wp-content/uploads/spec-sheets/ib651.pdf | https://www.hammondvalve.com/wp-content/uploads/BronzeGateGlobeCheckIOM.pdf |  | 01/01/04
IBI722 | 0652000012 |  | 652 | 652 | 1/2 | AH | 0.5 | GATE VALVE,BRONZE BODY,300 SWP 1000 WOG,RISING STEM,UNION BONNET,THREADED ENDS,CU/NI SEATS | 412.64 | 1.62 | 2.25 | 0.5 | 5.5 | 10 | 11 | 8.25 | 3 | 084738105930 | 08473810593 | https://www.hammondvalve.com/wp-content/uploads/spec-sheets/ib652.pdf | https://www.hammondvalve.com/wp-content/uploads/BronzeGateGlobeCheckIOM.pdf |  | 01/01/04
IBI722 | 0652000014 |  | 652 | 652 | 1/4 | AH | 0.25 | GATE VALVE,BRONZE BODY,300 SWP 1000 WOG,RISING STEM,UNION BONNET,THREADED ENDS,CU/NI SEATS | 466.69 | 1.06 | 1.81 | 0.25 | 5.13 | 10 | 10 | 7.5 | 2.5 | 084738105916 | 08473810591 | https://www.hammondvalve.com/wp-content/uploads/spec-sheets/ib652.pdf | https://www.hammondvalve.com/wp-content/uploads/BronzeGateGlobeCheckIOM.pdf |  | 01/01/04
IBI722 | 0652000034 |  | 652 | 652 | 3/4 | AH | 0.75 | GATE VALVE,BRONZE BODY,300 SWP 1000 WOG,RISING STEM,UNION BONNET,THREADED ENDS,CU/NI SEATS | 491.32 | 2.38 | 2.5 | 0.75 | 6.25 | 6 | 9 | 8 | 3 | 084738105947 | 08473810594 | https://www.hammondvalve.com/wp-content/uploads/spec-sheets/ib652.pdf | https://www.hammondvalve.com/wp-content/uploads/BronzeGateGlobeCheckIOM.pdf |  | 01/01/04
IBI722 | 0652000038 |  | 652 | 652 | 3/8 | AH | 0.375 | GATE VALVE,BRONZE BODY,300 SWP 1000 WOG,RISING STEM,UNION BONNET,THREADED ENDS,CU/NI SEATS | 466.69 | 1.1 | 1.88 | 0.375 | 5.13 | 10 | 10 | 7.5 | 2.5 | 084738105923 | 08473810592 | https://www.hammondvalve.com/wp-content/uploads/spec-sheets/ib652.pdf | https://www.hammondvalve.com/wp-content/uploads/BronzeGateGlobeCheckIOM.pdf |  | 01/01/04
IBI722 | 0652000100 |  | 652 | 652 | 1 | AH | 1 | GATE VALVE,BRONZE BODY,300 SWP 1000 WOG,RISING STEM,UNION BONNET,THREADED ENDS,CU/NI SEATS | 717.26 | 3.3 | 3 | 1 | 7.19 | 6 | 11 | 8.25 | 3 | 084738105954 | 08473810595 | https://www.hammondvalve.com/wp-content/uploads/spec-sheets/ib652.pdf | https://www.hammondvalve.com/wp-content/uploads/BronzeGateGlobeCheckIOM.pdf |  | 01/01/04
IBI722 | 0652000112 |  | 652 | 652 | 1 1/2 | AH | 1.5 | GATE VALVE,BRONZE BODY,300 SWP 1000 WOG,RISING STEM,UNION BONNET,THREADED ENDS,CU/NI SEATS | 1105.36 | 6.48 | 3.5 | 1.5 | 9.63 | 4 | 10.5 | 10 | 3 | 084738105978 | 08473810597 | https://www.hammondvalve.com/wp-content/uploads/spec-sheets/ib652.pdf | https://www.hammondvalve.com/wp-content/uploads/BronzeGateGlobeCheckIOM.pdf |  | 01/01/04
IBI722 | 0652000114 |  | 652 | 652 | 1 1/4 | AH | 1.25 | GATE VALVE,BRONZE BODY,300 SWP 1000 WOG,RISING STEM,UNION BONNET,THREADED ENDS,CU/NI SEATS | 1090.62 | 4.92 | 3.38 | 1.25 | 8.56 | 4 | 11 | 8.25 | 3 | 084738105961 | 08473810596 | https://www.hammondvalve.com/wp-content/uploads/spec-sheets/ib652.pdf | https://www.hammondvalve.com/wp-content/uploads/BronzeGateGlobeCheckIOM.pdf |  | 01/01/04
IBI722 | 0652000200 |  | 652 | 652 | 2 | AH | 2 | GATE VALVE,BRONZE BODY,300 SWP 1000 WOG,RISING STEM,UNION BONNET,THREADED ENDS,CU/NI SEATS | 1719.44 | 9.62 | 3.75 | 2 | 11.75 | 2 | 12 | 7 | 3.5 | 084738105985 | 08473810598 | https://www.hammondvalve.com/wp-content/uploads/spec-sheets/ib652.pdf | https://www.hammondvalve.com/wp-content/uploads/BronzeGateGlobeCheckIOM.pdf |  | 01/01/04
IBI722 | 0654000012 |  | 654 | 654 | 1/2 | AH | 0.5 | GATE VALVE,BRONZE BODY,300 SWP 1000 WOG,RISING STEM,UNION BONNET,THREADED ENDS,SS SEATS | 520.83 | 1.6 | 2.25 | 0.5 | 5.5 | 10 | 11 | 8.25 | 3 | 084738106012 | 08473810601 | https://www.hammondvalve.com/wp-content/uploads/spec-sheets/ib654.pdf | https://www.hammondvalve.com/wp-content/uploads/BronzeGateGlobeCheckIOM.pdf |  | 01/01/04
IBI722 | 0654000014 |  | 654 | 654 | 1/4 | AH | 0.25 | GATE VALVE,BRONZE BODY,300 SWP 1000 WOG,RISING STEM,UNION BONNET,THREADED ENDS,SS SEATS | 550.21 | 1.08 | 1.81 | 0.25 | 5.13 | 10 | 10 | 7.5 | 2.5 | 084738105992 | 08473810599 | https://www.hammondvalve.com/wp-content/uploads/spec-sheets/ib654.pdf | https://www.hammondvalve.com/wp-content/uploads/BronzeGateGlobeCheckIOM.pdf |  | 01/01/04
IBI722 | 0654000034 |  | 654 | 654 | 3/4 | AH | 0.75 | GATE VALVE,BRONZE BODY,300 SWP 1000 WOG,RISING STEM,UNION BONNET,THREADED ENDS,SS SEATS | 623.93 | 2.4 | 2.5 | 0.75 | 6.25 | 6 | 9 | 8 | 3 | 084738106029 | 08473810602 | https://www.hammondvalve.com/wp-content/uploads/spec-sheets/ib654.pdf | https://www.hammondvalve.com/wp-content/uploads/BronzeGateGlobeCheckIOM.pdf |  | 01/01/04
IBI722 | 0654000038 |  | 654 | 654 | 3/8 | AH | 0.375 | GATE VALVE,BRONZE BODY,300 SWP 1000 WOG,RISING STEM,UNION BONNET,THREADED ENDS,SS SEATS | 550.21 | 1.06 | 1.88 | 0.375 | 5.13 | 10 | 10 | 7.5 | 2.5 | 084738106005 | 08473810600 | https://www.hammondvalve.com/wp-content/uploads/spec-sheets/ib654.pdf | https://www.hammondvalve.com/wp-content/uploads/BronzeGateGlobeCheckIOM.pdf |  | 01/01/04
IBI722 | 0654000100 |  | 654 | 654 | 1 | AH | 1 | GATE VALVE,BRONZE BODY,300 SWP 1000 WOG,RISING STEM,UNION BONNET,THREADED ENDS,SS SEATS | 879.35 | 3.3 | 3 | 1 | 7.19 | 6 | 10.5 | 8 | 3 | 084738106036 | 08473810603 | https://www.hammondvalve.com/wp-content/uploads/spec-sheets/ib654.pdf | https://www.hammondvalve.com/wp-content/uploads/BronzeGateGlobeCheckIOM.pdf |  | 01/01/04
IBI722 | 0654000112 |  | 654 | 654 | 1 1/2 | AH | 1.5 | GATE VALVE,BRONZE BODY,300 SWP 1000 WOG,RISING STEM,UNION BONNET,THREADED ENDS,SS SEATS | 1365.73 | 6.52 | 3.5 | 1.5 | 9.63 | 4 | 10.5 | 10 | 3 | 084738106050 | 08473810605 | https://www.hammondvalve.com/wp-content/uploads/spec-sheets/ib654.pdf | https://www.hammondvalve.com/wp-content/uploads/BronzeGateGlobeCheckIOM.pdf |  | 01/01/04
IBI722 | 0654000114 |  | 654 | 654 | 1 1/4 | AH | 1.25 | GATE VALVE,BRONZE BODY,300 SWP 1000 WOG,RISING STEM,UNION BONNET,THREADED ENDS,SS SEATS | 1164.29 | 4.92 | 3.38 | 1.25 | 8.56 | 4 | 11 | 8.25 | 3 | 084738106043 | 08473810604 | https://www.hammondvalve.com/wp-content/uploads/spec-sheets/ib654.pdf | https://www.hammondvalve.com/wp-content/uploads/BronzeGateGlobeCheckIOM.pdf |  | 01/01/04
IBI722 | 0654000200 |  | 654 | 654 | 2 | AH | 2 | GATE VALVE,BRONZE BODY,300 SWP 1000 WOG,RISING STEM,UNION BONNET,THREADED ENDS,SS SEATS | 2004.41 | 9.6 | 3.75 | 2 | 11.75 | 2 | 12 | 7 | 3.5 | 084738106067 | 08473810606 | https://www.hammondvalve.com/wp-content/uploads/spec-sheets/ib654.pdf | https://www.hammondvalve.com/wp-content/uploads/BronzeGateGlobeCheckIOM.pdf |  | 01/01/04
IBI722 | 0654000212 |  | 654 | 654 | 2 1/2 | AH | 2.5 | GATE VALVE,BRONZE BODY,300 SWP 1000 WOG,RISING STEM,UNION BONNET,THREADED ENDS,SS SEATS | 6224.49 | 16.42 | 4.63 | 2.5 | 14.5 | 1 | 16 | 5.5 | 5.5 | 084738105183 | 08473810518 | https://www.hammondvalve.com/wp-content/uploads/spec-sheets/ib654.pdf | https://www.hammondvalve.com/wp-content/uploads/BronzeGateGlobeCheckIOM.pdf |  | 01/01/04
IBI722 | 0654000300 |  | 654 | 654 | 3 | AH | 3 | GATE VALVE,BRONZE BODY,300 SWP 1000 WOG,RISING STEM,UNION BONNET,THREADED ENDS,SS SEATS | 8209.23 | 22 | 5 | 3 | 16.75 | 1 | 16 | 5.5 | 5.5 | 084738105190 | 08473810519 | https://www.hammondvalve.com/wp-content/uploads/spec-sheets/ib654.pdf | https://www.hammondvalve.com/wp-content/uploads/BronzeGateGlobeCheckIOM.pdf |  | 01/01/04
IBI722 | 0656000012 |  | 656 | 656 | 1/2 | AH | 0.5 | GATE VALVE,BRONZE BODY,300 SWP 1000 WOG,NON-RISING STEM,UNION BONNET,THREADED ENDS,SS SEATS | 648.43 | 1.5 | 2.25 | 0.5 | 4.31 | 10 | 11.5 | 9 | 3 | 084738106098 | 08473810609 | https://www.hammondvalve.com/wp-content/uploads/spec-sheets/ib656.pdf | https://www.hammondvalve.com/wp-content/uploads/BronzeGateGlobeCheckIOM.pdf |  | 01/01/04
IBI722 | 0656000014 |  | 656 | 656 | 1/4 | AH | 0.25 | GATE VALVE,BRONZE BODY,300 SWP 1000 WOG,NON-RISING STEM,UNION BONNET,THREADED ENDS,SS SEATS | 673.05 | 0.92 | 1.81 | 0.25 | 4.13 | 10 | 10.5 | 6 | 3.25 | 084738106074 | 08473810607 | https://www.hammondvalve.com/wp-content/uploads/spec-sheets/ib656.pdf | https://www.hammondvalve.com/wp-content/uploads/BronzeGateGlobeCheckIOM.pdf |  | 01/01/04
IBI722 | 0656000034 |  | 656 | 656 | 3/4 | AH | 0.75 | GATE VALVE,BRONZE BODY,300 SWP 1000 WOG,NON-RISING STEM,UNION BONNET,THREADED ENDS,SS SEATS | 776.17 | 2.305 | 2.5 | 0.75 | 4.56 | 6 | 10.5 | 8 | 3 | 084738106104 | 08473810610 | https://www.hammondvalve.com/wp-content/uploads/spec-sheets/ib656.pdf | https://www.hammondvalve.com/wp-content/uploads/BronzeGateGlobeCheckIOM.pdf |  | 01/01/04
IBI722 | 0656000038 |  | 656 | 656 | 3/8 | AH | 0.375 | GATE VALVE,BRONZE BODY,300 SWP 1000 WOG,NON-RISING STEM,UNION BONNET,THREADED ENDS,SS SEATS | 673.05 | 0.96 | 1.88 | 0.375 | 4.13 | 10 | 10.5 | 6 | 3.25 | 084738106081 | 08473810608 | https://www.hammondvalve.com/wp-content/uploads/spec-sheets/ib656.pdf | https://www.hammondvalve.com/wp-content/uploads/BronzeGateGlobeCheckIOM.pdf |  | 01/01/04
IBI722 | 0656000100 |  | 656 | 656 | 1 | AH | 1 | GATE VALVE,BRONZE BODY,300 SWP 1000 WOG,NON-RISING STEM,UNION BONNET,THREADED ENDS,SS SEATS | 1075.9 | 3.12 | 3 | 1 | 5.19 | 6 | 14.25 | 9.5 | 2.75 | 084738106111 | 08473810611 | https://www.hammondvalve.com/wp-content/uploads/spec-sheets/ib656.pdf | https://www.hammondvalve.com/wp-content/uploads/BronzeGateGlobeCheckIOM.pdf |  | 01/01/04
IBI722 | 0656000112 |  | 656 | 656 | 1 1/2 | AH | 1.5 | GATE VALVE,BRONZE BODY,300 SWP 1000 WOG,NON-RISING STEM,UNION BONNET,THREADED ENDS,SS SEATS | 1798.14 | 5.94 | 3.5 | 1.5 | 6.38 | 4 | 13.565 | 8.9375 | 4.8125 | 084738106135 | 08473810613 | https://www.hammondvalve.com/wp-content/uploads/spec-sheets/ib656.pdf | https://www.hammondvalve.com/wp-content/uploads/BronzeGateGlobeCheckIOM.pdf |  | 01/01/04
IBI722 | 0656000114 |  | 656 | 656 | 1 1/4 | AH | 1.25 | GATE VALVE,BRONZE BODY,300 SWP 1000 WOG,NON-RISING STEM,UNION BONNET,THREADED ENDS,SS SEATS | 1434.57 | 4.56 | 3.38 | 1.25 | 5.94 | 4 | 10.5 | 8 | 3 | 084738106128 | 08473810612 | https://www.hammondvalve.com/wp-content/uploads/spec-sheets/ib656.pdf | https://www.hammondvalve.com/wp-content/uploads/BronzeGateGlobeCheckIOM.pdf |  | 01/01/04
IBI722 | 0656000200 |  | 656 | 656 | 2 | AH | 2 | GATE VALVE,BRONZE BODY,300 SWP 1000 WOG,NON-RISING STEM,UNION BONNET,THREADED ENDS,SS SEATS | 2864.15 | 8.72 | 3.75 | 2 | 7.69 | 2 | 12 | 7 | 3.5 | 084738106142 | 08473810614 | https://www.hammondvalve.com/wp-content/uploads/spec-sheets/ib656.pdf | https://www.hammondvalve.com/wp-content/uploads/BronzeGateGlobeCheckIOM.pdf |  | 01/01/04
IBI722 | 0904000012 |  | 904 | 904 | 1/2 | AH | 0.5 | CHECK VALVE,BRONZE BODY,125 SWP 200 WOG,HORIZONAL SWING,BRASS DISC,THREADED CAP,THREADED ENDS | 245.65 | 0.54 | 2.31 | 0.5 | 1.44 | 10 | 9.125 | 3.9375 | 2.0625 | 084738106173 | 08473810617 | https://www.hammondvalve.com/wp-content/uploads/spec-sheets/ib904_940.pdf | https://www.hammondvalve.com/wp-content/uploads/BronzeGateGlobeCheckIOM.pdf |  | 01/01/04
IBI722 | 0904000014 |  | 904 | 904 | 1/4 | AH | 0.25 | CHECK VALVE,BRONZE BODY,125 SWP 200 WOG,HORIZONAL SWING,BRASS DISC,THREADED CAP,THREADED ENDS | 245.65 | 0.52 | 2.13 | 0.25 | 1.44 | 10 | 9.125 | 3.9375 | 2.0625 | 084738106159 | 08473810615 | https://www.hammondvalve.com/wp-content/uploads/spec-sheets/ib904_940.pdf | https://www.hammondvalve.com/wp-content/uploads/BronzeGateGlobeCheckIOM.pdf |  | 01/01/04
IBI722 | 0904000034 |  | 904 | 904 | 3/4 | AH | 0.75 | CHECK VALVE,BRONZE BODY,125 SWP 200 WOG,HORIZONAL SWING,BRASS DISC,THREADED CAP,THREADED ENDS | 289.83 | 0.84 | 2.63 | 0.75 | 1.69 | 6 | 9.125 | 3.9375 | 2.0625 | 084738106180 | 08473810618 | https://www.hammondvalve.com/wp-content/uploads/spec-sheets/ib904_940.pdf | https://www.hammondvalve.com/wp-content/uploads/BronzeGateGlobeCheckIOM.pdf |  | 01/01/04
IBI722 | 0904000038 |  | 904 | 904 | 3/8 | AH | 0.375 | CHECK VALVE,BRONZE BODY,125 SWP 200 WOG,HORIZONAL SWING,BRASS DISC,THREADED CAP,THREADED ENDS | 245.65 | 0.5 | 2.13 | 0.375 | 1.44 | 10 | 9.125 | 3.9375 | 2.0625 | 084738106166 | 08473810616 | https://www.hammondvalve.com/wp-content/uploads/spec-sheets/ib904_940.pdf | https://www.hammondvalve.com/wp-content/uploads/BronzeGateGlobeCheckIOM.pdf |  | 01/01/04
IBI722 | 0904000100 |  | 904 | 904 | 1 | AH | 1 | CHECK VALVE,BRONZE BODY,125 SWP 200 WOG,HORIZONAL SWING,BRASS DISC,THREADED CAP,THREADED ENDS | 388.13 | 1.365 | 3.25 | 1 | 2 | 6 | 6 | 6 | 3.25 | 084738106197 | 08473810619 | https://www.hammondvalve.com/wp-content/uploads/spec-sheets/ib904_940.pdf | https://www.hammondvalve.com/wp-content/uploads/BronzeGateGlobeCheckIOM.pdf |  | 01/01/04
IBI722 | 0904000112 |  | 904 | 904 | 1 1/2 | AH | 1.5 | CHECK VALVE,BRONZE BODY,125 SWP 200 WOG,HORIZONAL SWING,BRASS DISC,THREADED CAP,THREADED ENDS | 648.43 | 2.62 | 4 | 1.5 | 2.38 | 4 | 8.5 | 8.5 | 4.125 | 084738106210 | 08473810621 | https://www.hammondvalve.com/wp-content/uploads/spec-sheets/ib904_940.pdf | https://www.hammondvalve.com/wp-content/uploads/BronzeGateGlobeCheckIOM.pdf |  | 01/01/04
IBI722 | 0904000114 |  | 904 | 904 | 1 1/4 | AH | 1.25 | CHECK VALVE,BRONZE BODY,125 SWP 200 WOG,HORIZONAL SWING,BRASS DISC,THREADED CAP,THREADED ENDS | 540.37 | 1.82 | 3.56 | 1.25 | 2.13 | 4 | 6 | 6 | 3.25 | 084738106203 | 08473810620 | https://www.hammondvalve.com/wp-content/uploads/spec-sheets/ib904_940.pdf | https://www.hammondvalve.com/wp-content/uploads/BronzeGateGlobeCheckIOM.pdf |  | 01/01/04
IBI722 | 0904000200 |  | 904 | 904 | 2 | AH | 2 | CHECK VALVE,BRONZE BODY,125 SWP 200 WOG,HORIZONAL SWING,BRASS DISC,THREADED CAP,THREADED ENDS | 938.36 | 4.34 | 4.75 | 2 | 2.81 | 2 | 9 | 6 | 3 | 084738106227 | 08473810622 | https://www.hammondvalve.com/wp-content/uploads/spec-sheets/ib904_940.pdf | https://www.hammondvalve.com/wp-content/uploads/BronzeGateGlobeCheckIOM.pdf |  | 01/01/04
IBI722 | 0904000212 |  | 904 | 904 | 2 1/2 | AH | 2.5 | CHECK VALVE,BRONZE BODY,125 SWP 200 WOG,HORIZONAL SWING,BRASS DISC,THREADED CAP,THREADED ENDS | 2230.4 | 7.68 | 6 | 2.5 | 3.63 | 1 | 7 | 7 | 3 | 084738106234 | 08473810623 | https://www.hammondvalve.com/wp-content/uploads/spec-sheets/ib904_940.pdf | https://www.hammondvalve.com/wp-content/uploads/BronzeGateGlobeCheckIOM.pdf |  | 01/01/04
IBI722 | 0904000300 |  | 904 | 904 | 3 | AH | 3 | CHECK VALVE,BRONZE BODY,125 SWP 200 WOG,HORIZONAL SWING,BRASS DISC,THREADED CAP,THREADED ENDS | 3311.18 | 11.78 | 6.88 | 3 | 4.19 | 1 | 10.25 | 7.375 | 4.0625 | 084738106241 | 08473810624 | https://www.hammondvalve.com/wp-content/uploads/spec-sheets/ib904_940.pdf | https://www.hammondvalve.com/wp-content/uploads/BronzeGateGlobeCheckIOM.pdf |  | 01/01/04
IBI722 | 0904P20012 |  | 904 | 904P2 | 1/2 | AH | 0.5 | CHECK VALVE,BRONZE BODY,125 SWP 200 WOG,HORIZONAL SWING,BRASS DISC,THREADED CAP,PRESS ENDS | 265.76 | 0.82 | 2.31 | 0.5 | 1.44 | 0 |  |  |  | 084738295310 | 08473829531 | https://www.hammondvalve.com/wp-content/uploads/spec-sheets/ib904-940_p2.pdf | https://www.hammondvalve.com/wp-content/uploads/BronzeGateGlobeCheckIOM.pdf | https://www.hammondvalve.com/wp-content/uploads/ioms/UltraPressIOM.pdf | 10/10/19
IBI722 | 0904P20034 |  | 904 | 904P2 | 3/4 | AH | 0.75 | CHECK VALVE,BRONZE BODY,125 SWP 200 WOG,HORIZONAL SWING,BRASS DISC,THREADED CAP,PRESS ENDS | 321.93 | 1.54 | 2.63 | 0.75 | 1.69 | 0 |  |  |  | 084738295327 | 08473829532 | https://www.hammondvalve.com/wp-content/uploads/spec-sheets/ib904-940_p2.pdf | https://www.hammondvalve.com/wp-content/uploads/BronzeGateGlobeCheckIOM.pdf | https://www.hammondvalve.com/wp-content/uploads/ioms/UltraPressIOM.pdf | 10/10/19
IBI722 | 0904P20100 |  | 904 | 904P2 | 1 | AH | 1 | CHECK VALVE,BRONZE BODY,125 SWP 200 WOG,HORIZONAL SWING,BRASS DISC,THREADED CAP,PRESS ENDS | 458.06 | 2.16 | 3.25 | 1 | 2 | 0 |  |  |  | 084738295334 | 08473829533 | https://www.hammondvalve.com/wp-content/uploads/spec-sheets/ib904-940_p2.pdf | https://www.hammondvalve.com/wp-content/uploads/BronzeGateGlobeCheckIOM.pdf | https://www.hammondvalve.com/wp-content/uploads/ioms/UltraPressIOM.pdf | 10/10/19
IBI722 | 0904P20112 |  | 904 | 904P2 | 1 1/2 | AH | 1.5 | CHECK VALVE,BRONZE BODY,125 SWP 200 WOG,HORIZONAL SWING,BRASS DISC,THREADED CAP,PRESS ENDS | 806.14 | 4 | 4 | 1.5 | 2.38 | 0 |  |  |  | 084738295358 | 08473829535 | https://www.hammondvalve.com/wp-content/uploads/spec-sheets/ib904-940_p2.pdf | https://www.hammondvalve.com/wp-content/uploads/BronzeGateGlobeCheckIOM.pdf | https://www.hammondvalve.com/wp-content/uploads/ioms/UltraPressIOM.pdf | 10/10/19
IBI722 | 0904P20114 |  | 904 | 904P2 | 1 1/4 | AH | 1.25 | CHECK VALVE,BRONZE BODY,125 SWP 200 WOG,HORIZONAL SWING,BRASS DISC,THREADED CAP,PRESS ENDS | 678.7 | 2.79 | 3.56 | 1.25 | 2.13 | 0 |  |  |  | 084738295341 | 08473829534 | https://www.hammondvalve.com/wp-content/uploads/spec-sheets/ib904-940_p2.pdf | https://www.hammondvalve.com/wp-content/uploads/BronzeGateGlobeCheckIOM.pdf | https://www.hammondvalve.com/wp-content/uploads/ioms/UltraPressIOM.pdf | 10/10/19
IBI722 | 0904P20200 |  | 904 | 904P2 | 2 | AH | 2 | CHECK VALVE,BRONZE BODY,125 SWP 200 WOG,HORIZONAL SWING,BRASS DISC,THREADED CAP,PRESS ENDS | 1168.56 | 6.5 | 4.75 | 2 | 2.81 | 0 |  |  |  | 084738295365 | 08473829536 | https://www.hammondvalve.com/wp-content/uploads/spec-sheets/ib904-940_p2.pdf | https://www.hammondvalve.com/wp-content/uploads/BronzeGateGlobeCheckIOM.pdf | https://www.hammondvalve.com/wp-content/uploads/ioms/UltraPressIOM.pdf | 10/10/19
IBI722 | 0912000012 |  | 912 | 912 | 1/2 | AH | 0.5 | HORIZONTAL SWING CHECK VALVE,BRONZE BODY,125 SWP 200 WOG,BRONZE DISC,THREADED CAP,THREADED ENDS | 255.48 | 0.56 | 2.56 | 0.5 | 1.44 | 10 | 9.125 | 3.9375 | 2.0625 | 084738106265 | 08473810626 | https://www.hammondvalve.com/wp-content/uploads/spec-sheets/ib912.pdf | https://www.hammondvalve.com/wp-content/uploads/BronzeGateGlobeCheckIOM.pdf |  | 01/01/04
IBI722 | 0912000034 |  | 912 | 912 | 3/4 | AH | 0.75 | HORIZONTAL SWING CHECK VALVE,BRONZE BODY,125 SWP 200 WOG,BRONZE DISC,THREADED CAP,THREADED ENDS | 343.91 | 0.8 | 3.31 | 0.75 | 1.69 | 6 | 9.125 | 3.9375 | 2.0625 | 084738106272 | 08473810627 | https://www.hammondvalve.com/wp-content/uploads/spec-sheets/ib912.pdf | https://www.hammondvalve.com/wp-content/uploads/BronzeGateGlobeCheckIOM.pdf |  | 01/01/04
IBI722 | 0912000100 |  | 912 | 912 | 1 | AH | 1 | HORIZONTAL SWING CHECK VALVE,BRONZE BODY,125 SWP 200 WOG,BRONZE DISC,THREADED CAP,THREADED ENDS | 506 | 1.22 | 4 | 1 | 1.97 | 6 | 7 | 7 | 3 | 084738106289 | 08473810628 | https://www.hammondvalve.com/wp-content/uploads/spec-sheets/ib912.pdf | https://www.hammondvalve.com/wp-content/uploads/BronzeGateGlobeCheckIOM.pdf |  | 01/01/04
IBI722 | 0912000112 |  | 912 | 912 | 1 1/2 | AH | 1.5 | HORIZONTAL SWING CHECK VALVE,BRONZE BODY,125 SWP 200 WOG,BRONZE DISC,THREADED CAP,THREADED ENDS | 840.13 | 2.56 | 4.94 | 1.5 | 2.41 | 4 | 9 | 9 | 2.125 | 084738106302 | 08473810630 | https://www.hammondvalve.com/wp-content/uploads/spec-sheets/ib912.pdf | https://www.hammondvalve.com/wp-content/uploads/BronzeGateGlobeCheckIOM.pdf |  | 01/01/04
IBI722 | 0912000114 |  | 912 | 912 | 1 1/4 | AH | 1.25 | HORIZONTAL SWING CHECK VALVE,BRONZE BODY,125 SWP 200 WOG,BRONZE DISC,THREADED CAP,THREADED ENDS | 717.26 | 1.84 | 4.25 | 1.25 | 2.16 | 4 | 7 | 7 | 3 | 084738106296 | 08473810629 | https://www.hammondvalve.com/wp-content/uploads/spec-sheets/ib912.pdf | https://www.hammondvalve.com/wp-content/uploads/BronzeGateGlobeCheckIOM.pdf |  | 01/01/04
IBI722 | 0912000200 |  | 912 | 912 | 2 | AH | 2 | HORIZONTAL SWING CHECK VALVE,BRONZE BODY,125 SWP 200 WOG,BRONZE DISC,THREADED CAP,THREADED ENDS | 1233.06 | 4.3 | 6.13 | 2 | 2.81 | 2 | 9 | 6 | 3 | 084738106319 | 08473810631 | https://www.hammondvalve.com/wp-content/uploads/spec-sheets/ib912.pdf | https://www.hammondvalve.com/wp-content/uploads/BronzeGateGlobeCheckIOM.pdf |  | 01/01/04
IBI722 | 0912000212 |  | 912 | 912 | 2 1/2 | AH | 2.5 | HORIZONTAL SWING CHECK VALVE,BRONZE BODY,125 SWP 200 WOG,BRONZE DISC,THREADED CAP,THREADED ENDS | 2559.55 | 7.06 | 7.38 | 2.5 | 3.63 | 1 | 10.25 | 7.375 | 4.0625 | 084738107163 | 08473810716 | https://www.hammondvalve.com/wp-content/uploads/spec-sheets/ib912.pdf | https://www.hammondvalve.com/wp-content/uploads/BronzeGateGlobeCheckIOM.pdf |  | 01/01/04
IBI722 | 0912000300 |  | 912 | 912 | 3 | AH | 3 | HORIZONTAL SWING CHECK VALVE,BRONZE BODY,125 SWP 200 WOG,BRONZE DISC,THREADED CAP,THREADED ENDS | 3586.37 | 10.22 | 8.5 | 3 | 4.81 | 1 | 10.25 | 7.375 | 4.0625 | 084738107170 | 08473810717 | https://www.hammondvalve.com/wp-content/uploads/spec-sheets/ib912.pdf | https://www.hammondvalve.com/wp-content/uploads/BronzeGateGlobeCheckIOM.pdf |  | 01/01/04
IBI722 | 0940000012 |  | 940 | 940 | 1/2 | AH | 0.5 | HORIZONTAL SWING CHECK VALVE,BRONZE BODY,125 SWP 200 WOG,TEFLON DISC,THREADED ENDS | 260.36 | 0.62 | 2.31 | 0.5 | 1.44 | 10 | 9.125 | 3.9375 | 2.0625 | 084738106340 | 08473810634 | https://www.hammondvalve.com/wp-content/uploads/spec-sheets/ib904_940.pdf | https://www.hammondvalve.com/wp-content/uploads/BronzeGateGlobeCheckIOM.pdf |  | 01/01/04
IBI722 | 0940000014 |  | 940 | 940 | 1/4 | AH | 0.25 | HORIZONTAL SWING CHECK VALVE,BRONZE BODY,125 SWP 200 WOG,TEFLON DISC,THREADED ENDS | 260.36 | 0.56 | 2.13 | 0.25 | 1.44 | 10 | 9.125 | 3.9375 | 2.0625 | 084738106326 | 08473810632 | https://www.hammondvalve.com/wp-content/uploads/spec-sheets/ib904_940.pdf | https://www.hammondvalve.com/wp-content/uploads/BronzeGateGlobeCheckIOM.pdf |  | 01/01/04
IBI722 | 0940000034 |  | 940 | 940 | 3/4 | AH | 0.75 | HORIZONTAL SWING CHECK VALVE,BRONZE BODY,125 SWP 200 WOG,TEFLON DISC,THREADED ENDS | 304.6 | 0.88 | 2.63 | 0.75 | 1.69 | 6 | 9.125 | 3.9375 | 2.0625 | 084738106357 | 08473810635 | https://www.hammondvalve.com/wp-content/uploads/spec-sheets/ib904_940.pdf | https://www.hammondvalve.com/wp-content/uploads/BronzeGateGlobeCheckIOM.pdf |  | 01/01/04
IBI722 | 0940000038 |  | 940 | 940 | 3/8 | AH | 0.375 | HORIZONTAL SWING CHECK VALVE,BRONZE BODY,125 SWP 200 WOG,TEFLON DISC,THREADED ENDS | 260.36 | 0.5 | 2.13 | 0.375 | 1.44 | 10 | 9.125 | 3.9375 | 2.0625 | 084738106333 | 08473810633 | https://www.hammondvalve.com/wp-content/uploads/spec-sheets/ib904_940.pdf | https://www.hammondvalve.com/wp-content/uploads/BronzeGateGlobeCheckIOM.pdf |  | 01/01/04
IBI722 | 0940000100 |  | 940 | 940 | 1 | AH | 1 | HORIZONTAL SWING CHECK VALVE,BRONZE BODY,125 SWP 200 WOG,TEFLON DISC,THREADED ENDS | 417.62 | 1.4 | 3.25 | 1 | 2 | 6 | 6 | 6 | 3.25 | 084738106364 | 08473810636 | https://www.hammondvalve.com/wp-content/uploads/spec-sheets/ib904_940.pdf | https://www.hammondvalve.com/wp-content/uploads/BronzeGateGlobeCheckIOM.pdf |  | 01/01/04
IBI722 | 0940000112 |  | 940 | 940 | 1 1/2 | AH | 1.5 | HORIZONTAL SWING CHECK VALVE,BRONZE BODY,125 SWP 200 WOG,TEFLON DISC,THREADED ENDS | 682.85 | 2.7 | 4 | 1.5 | 2.38 | 4 | 8.5 | 8.5 | 4.125 | 084738106388 | 08473810638 | https://www.hammondvalve.com/wp-content/uploads/spec-sheets/ib904_940.pdf | https://www.hammondvalve.com/wp-content/uploads/BronzeGateGlobeCheckIOM.pdf |  | 01/01/04
IBI722 | 0940000114 |  | 940 | 940 | 1 1/4 | AH | 1.25 | HORIZONTAL SWING CHECK VALVE,BRONZE BODY,125 SWP 200 WOG,TEFLON DISC,THREADED ENDS | 584.59 | 1.86 | 3.56 | 1.25 | 2.13 | 4 | 6 | 6 | 3.25 | 084738106371 | 08473810637 | https://www.hammondvalve.com/wp-content/uploads/spec-sheets/ib904_940.pdf | https://www.hammondvalve.com/wp-content/uploads/BronzeGateGlobeCheckIOM.pdf |  | 01/01/04
IBI722 | 0940000200 |  | 940 | 940 | 2 | AH | 2 | HORIZONTAL SWING CHECK VALVE,BRONZE BODY,125 SWP 200 WOG,TEFLON DISC,THREADED ENDS | 997.35 | 4.4 | 4.75 | 2 | 2.81 | 2 | 9 | 6 | 3 | 084738106395 | 08473810639 | https://www.hammondvalve.com/wp-content/uploads/spec-sheets/ib904_940.pdf | https://www.hammondvalve.com/wp-content/uploads/BronzeGateGlobeCheckIOM.pdf |  | 01/01/04
IBI722 | 0944000012 |  | 944 | 944 | 1/2 | AH | 0.5 | CHECK VALVE,BRONZE BODY,200 SWP 400 WOG,Y-PATTERN,BRONZE DISC,THREADED BONNET | 388.13 | 0.86 | 2.63 | 0.5 | 1.75 | 10 | 6 | 6 | 3.25 | 084738106449 | 08473810644 | https://www.hammondvalve.com/wp-content/uploads/spec-sheets/ib944.pdf | https://www.hammondvalve.com/wp-content/uploads/BronzeGateGlobeCheckIOM.pdf |  | 01/01/04
IBI722 | 0944000014 |  | 944 | 944 | 1/4 | AH | 0.25 | CHECK VALVE,BRONZE BODY,200 SWP 400 WOG,Y-PATTERN,BRONZE DISC,THREADED BONNET | 388.13 | 0.6 | 2.25 | 0.25 | 1.63 | 10 | 9.125 | 3.9375 | 2.0625 | 084738123989 | 08473812398 | https://www.hammondvalve.com/wp-content/uploads/spec-sheets/ib944.pdf | https://www.hammondvalve.com/wp-content/uploads/BronzeGateGlobeCheckIOM.pdf |  | 01/01/04
IBI722 | 0944000034 |  | 944 | 944 | 3/4 | AH | 0.75 | CHECK VALVE,BRONZE BODY,200 SWP 400 WOG,Y-PATTERN,BRONZE DISC,THREADED BONNET | 496.19 | 1.26 | 3 | 0.75 | 1.94 | 6 | 6 | 6 | 3.25 | 084738106456 | 08473810645 | https://www.hammondvalve.com/wp-content/uploads/spec-sheets/ib944.pdf | https://www.hammondvalve.com/wp-content/uploads/BronzeGateGlobeCheckIOM.pdf |  | 01/01/04
IBI722 | 0944000038 |  | 944 | 944 | 3/8 | AH | 0.375 | CHECK VALVE,BRONZE BODY,200 SWP 400 WOG,Y-PATTERN,BRONZE DISC,THREADED BONNET | 388.13 | 0.56 | 2.25 | 0.375 | 1.63 | 12 | 9.125 | 3.9375 | 2.0625 | 084738106432 | 08473810643 | https://www.hammondvalve.com/wp-content/uploads/spec-sheets/ib944.pdf | https://www.hammondvalve.com/wp-content/uploads/BronzeGateGlobeCheckIOM.pdf |  | 01/01/04
IBI722 | 0944000100 |  | 944 | 944 | 1 | AH | 1 | CHECK VALVE,BRONZE BODY,200 SWP 400 WOG,Y-PATTERN,BRONZE DISC,THREADED BONNET | 614.04 | 2.14 | 3.69 | 1 | 2.5 | 6 | 8.5 | 8.5 | 4.125 | 084738106463 | 08473810646 | https://www.hammondvalve.com/wp-content/uploads/spec-sheets/ib944.pdf | https://www.hammondvalve.com/wp-content/uploads/BronzeGateGlobeCheckIOM.pdf |  | 01/01/04
IBI722 | 0944000112 |  | 944 | 944 | 1 1/2 | AH | 1.5 | CHECK VALVE,BRONZE BODY,200 SWP 400 WOG,Y-PATTERN,BRONZE DISC,THREADED BONNET | 1125.06 | 3.14 | 4.63 | 1.5 | 3.31 | 4 | 9 | 8 | 3 | 084738106487 | 08473810648 | https://www.hammondvalve.com/wp-content/uploads/spec-sheets/ib944.pdf | https://www.hammondvalve.com/wp-content/uploads/BronzeGateGlobeCheckIOM.pdf |  | 01/01/04
IBI722 | 0944000114 |  | 944 | 944 | 1 1/4 | AH | 1.25 | CHECK VALVE,BRONZE BODY,200 SWP 400 WOG,Y-PATTERN,BRONZE DISC,THREADED BONNET | 840.13 | 3.1 | 4.38 | 1.25 | 3 | 4 | 8.5 | 8.5 | 4.125 | 084738106470 | 08473810647 | https://www.hammondvalve.com/wp-content/uploads/spec-sheets/ib944.pdf | https://www.hammondvalve.com/wp-content/uploads/BronzeGateGlobeCheckIOM.pdf |  | 01/01/04
IBI722 | 0944000200 |  | 944 | 944 | 2 | AH | 2 | CHECK VALVE,BRONZE BODY,200 SWP 400 WOG,Y-PATTERN,BRONZE DISC,THREADED BONNET | 1640.87 | 7.44 | 5.88 | 2 | 4 | 2 | 9 | 6 | 3 | 084738106494 | 08473810649 | https://www.hammondvalve.com/wp-content/uploads/spec-sheets/ib944.pdf | https://www.hammondvalve.com/wp-content/uploads/BronzeGateGlobeCheckIOM.pdf |  | 01/01/04
IBI722 | 0944000212 |  | 944 | 944 | 2 1/2 | AH | 2.5 | CHECK VALVE,BRONZE BODY,200 SWP 400 WOG,Y-PATTERN,BRONZE DISC,THREADED BONNET | 2638.13 | 10.92 | 7 | 2.5 | 4.75 | 1 | 9.25 | 6.75 | 3.875 | 084738106500 | 08473810650 | https://www.hammondvalve.com/wp-content/uploads/spec-sheets/ib944.pdf | https://www.hammondvalve.com/wp-content/uploads/BronzeGateGlobeCheckIOM.pdf |  | 01/01/04
IBI722 | 0944000300 |  | 944 | 944 | 3 | AH | 3 | CHECK VALVE,BRONZE BODY,200 SWP 400 WOG,Y-PATTERN,BRONZE DISC,THREADED BONNET | 3841.82 | 15.46 | 7.88 | 3 | 5 | 1 | 10.25 | 7.375 | 4.0625 | 084738106517 | 08473810651 | https://www.hammondvalve.com/wp-content/uploads/spec-sheets/ib944.pdf | https://www.hammondvalve.com/wp-content/uploads/BronzeGateGlobeCheckIOM.pdf |  | 01/01/04
IBI722 | 0945000012 |  | 945 | 945 | 1/2 | AH | 0.5 | HORIZONTAL SWING CHECK VALVE,BRONZE BODY,150 SWP 300 WOG,T-PATTERN,TEFLON DISC,SOLDER ENDS | 378.28 | 0.54 | 2.56 | 0.5 | 1.44 | 10 | 9.125 | 3.9375 | 2.0625 | 084738106531 | 08473810653 | https://www.hammondvalve.com/wp-content/uploads/spec-sheets/ib945.pdf | https://www.hammondvalve.com/wp-content/uploads/BronzeGateGlobeCheckIOM.pdf |  | 01/01/04
IBI722 | 0945000034 |  | 945 | 945 | 3/4 | AH | 0.75 | HORIZONTAL SWING CHECK VALVE,BRONZE BODY,150 SWP 300 WOG,T-PATTERN,TEFLON DISC,SOLDER ENDS | 471.62 | 0.82 | 3.31 | 0.75 | 1.69 | 6 | 9.125 | 3.9375 | 2.0625 | 084738106548 | 08473810654 | https://www.hammondvalve.com/wp-content/uploads/spec-sheets/ib945.pdf | https://www.hammondvalve.com/wp-content/uploads/BronzeGateGlobeCheckIOM.pdf |  | 01/01/04
IBI722 | 0945000100 |  | 945 | 945 | 1 | AH | 1 | HORIZONTAL SWING CHECK VALVE,BRONZE BODY,150 SWP 300 WOG,T-PATTERN,TEFLON DISC,SOLDER ENDS | 574.78 | 1.3 | 4 | 1 | 1.97 | 6 | 7 | 7 | 3 | 084738106555 | 08473810655 | https://www.hammondvalve.com/wp-content/uploads/spec-sheets/ib945.pdf | https://www.hammondvalve.com/wp-content/uploads/BronzeGateGlobeCheckIOM.pdf |  | 01/01/04
IBI722 | 0945000112 |  | 945 | 945 | 1 1/2 | AH | 1.5 | HORIZONTAL SWING CHECK VALVE,BRONZE BODY,150 SWP 300 WOG,T-PATTERN,TEFLON DISC,SOLDER ENDS | 1085.77 | 2.64 | 4.94 | 1.5 | 2.41 | 4 | 8.5 | 8.5 | 4.125 | 084738106579 | 08473810657 | https://www.hammondvalve.com/wp-content/uploads/spec-sheets/ib945.pdf | https://www.hammondvalve.com/wp-content/uploads/BronzeGateGlobeCheckIOM.pdf |  | 01/01/04
IBI722 | 0945000114 |  | 945 | 945 | 1 1/4 | AH | 1.25 | HORIZONTAL SWING CHECK VALVE,BRONZE BODY,150 SWP 300 WOG,T-PATTERN,TEFLON DISC,SOLDER ENDS | 815.56 | 1.92 | 4.25 | 1.25 | 2.16 | 4 | 7 | 7 | 3 | 084738106562 | 08473810656 | https://www.hammondvalve.com/wp-content/uploads/spec-sheets/ib945.pdf | https://www.hammondvalve.com/wp-content/uploads/BronzeGateGlobeCheckIOM.pdf |  | 01/01/04
IBI722 | 0945000200 |  | 945 | 945 | 2 | AH | 2 | HORIZONTAL SWING CHECK VALVE,BRONZE BODY,150 SWP 300 WOG,T-PATTERN,TEFLON DISC,SOLDER ENDS | 1606.47 | 4.5 | 6.13 | 2 | 2.81 | 2 | 9 | 6 | 3 | 084738106586 | 08473810658 | https://www.hammondvalve.com/wp-content/uploads/spec-sheets/ib945.pdf | https://www.hammondvalve.com/wp-content/uploads/BronzeGateGlobeCheckIOM.pdf |  | 01/01/04
IBI722 | 0946000012 |  | 946 | 946 | 1/2 | AH | 0.5 | HORIZONTAL SWING CHECK VALVE,BRONZE BODY,125 SWP 300 WOG,T-PATTERN,TEFLON DISC,THREADED ENDS | 353.68 | 0.56 | 2.31 | 0.5 | 1.44 | 10 | 9.125 | 3.9375 | 2.0625 | 084738106616 | 08473810661 | https://www.hammondvalve.com/wp-content/uploads/spec-sheets/ib946.pdf | https://www.hammondvalve.com/wp-content/uploads/BronzeGateGlobeCheckIOM.pdf |  | 01/01/04
IBI722 | 0946000014 |  | 946 | 946 | 1/4 | AH | 0.25 | HORIZONTAL SWING CHECK VALVE,BRONZE BODY,125 SWP 300 WOG,T-PATTERN,TEFLON DISC,THREADED ENDS | 353.68 | 0.54 | 2.13 | 0.25 | 1.44 | 10 | 9.125 | 3.9375 | 2.0625 | 084738107187 | 08473810718 | https://www.hammondvalve.com/wp-content/uploads/spec-sheets/ib946.pdf | https://www.hammondvalve.com/wp-content/uploads/BronzeGateGlobeCheckIOM.pdf |  | 01/01/04
IBI722 | 0946000034 |  | 946 | 946 | 3/4 | AH | 0.75 | HORIZONTAL SWING CHECK VALVE,BRONZE BODY,125 SWP 300 WOG,T-PATTERN,TEFLON DISC,THREADED ENDS | 452.04 | 0.86 | 2.63 | 0.75 | 1.69 | 6 | 9.125 | 3.9375 | 2.0625 | 084738106623 | 08473810662 | https://www.hammondvalve.com/wp-content/uploads/spec-sheets/ib946.pdf | https://www.hammondvalve.com/wp-content/uploads/BronzeGateGlobeCheckIOM.pdf |  | 01/01/04
IBI722 | 0946000038 |  | 946 | 946 | 3/8 | AH | 0.375 | HORIZONTAL SWING CHECK VALVE,BRONZE BODY,125 SWP 300 WOG,T-PATTERN,TEFLON DISC,THREADED ENDS | 353.68 | 0.5 | 2.13 | 0.375 | 1.44 | 10 | 9.125 | 3.9375 | 2.0625 | 084738107194 | 08473810719 | https://www.hammondvalve.com/wp-content/uploads/spec-sheets/ib946.pdf | https://www.hammondvalve.com/wp-content/uploads/BronzeGateGlobeCheckIOM.pdf |  | 01/01/04
IBI722 | 0946000100 |  | 946 | 946 | 1 | AH | 1 | HORIZONTAL SWING CHECK VALVE,BRONZE BODY,125 SWP 300 WOG,T-PATTERN,TEFLON DISC,THREADED ENDS | 550.21 | 1.38 | 3.25 | 1 | 2 | 6 | 6 | 6 | 3.25 | 084738106630 | 08473810663 | https://www.hammondvalve.com/wp-content/uploads/spec-sheets/ib946.pdf | https://www.hammondvalve.com/wp-content/uploads/BronzeGateGlobeCheckIOM.pdf |  | 01/01/04
IBI722 | 0946000112 |  | 946 | 946 | 1 1/2 | AH | 1.5 | HORIZONTAL SWING CHECK VALVE,BRONZE BODY,125 SWP 300 WOG,T-PATTERN,TEFLON DISC,THREADED ENDS | 1046.37 | 2.78 | 4 | 1.5 | 2.38 | 4 | 8.5 | 8.5 | 4.125 | 084738106654 | 08473810665 | https://www.hammondvalve.com/wp-content/uploads/spec-sheets/ib946.pdf | https://www.hammondvalve.com/wp-content/uploads/BronzeGateGlobeCheckIOM.pdf |  | 01/01/04
IBI722 | 0946000114 |  | 946 | 946 | 1 1/4 | AH | 1.25 | HORIZONTAL SWING CHECK VALVE,BRONZE BODY,125 SWP 300 WOG,T-PATTERN,TEFLON DISC,THREADED ENDS | 786.06 | 1.74 | 3.56 | 1.25 | 2.13 | 4 | 6 | 6 | 3.25 | 084738106647 | 08473810664 | https://www.hammondvalve.com/wp-content/uploads/spec-sheets/ib946.pdf | https://www.hammondvalve.com/wp-content/uploads/BronzeGateGlobeCheckIOM.pdf |  | 01/01/04
IBI722 | 0946000200 |  | 946 | 946 | 2 | AH | 2 | HORIZONTAL SWING CHECK VALVE,BRONZE BODY,125 SWP 300 WOG,T-PATTERN,TEFLON DISC,THREADED ENDS | 1542.57 | 4.52 | 4.75 | 2 | 2.81 | 2 | 9 | 6 | 3 | 084738106661 | 08473810666 | https://www.hammondvalve.com/wp-content/uploads/spec-sheets/ib946.pdf | https://www.hammondvalve.com/wp-content/uploads/BronzeGateGlobeCheckIOM.pdf |  | 01/01/04
IBI722 | 0949000012 |  | 949 | 949 | 1/2 | AH | 0.5 | HORIZONTAL SWING CHECK,BRONZE BODY,300 SWP 600 WOG,Y-PATTERN,BRONZE DISC,THREADED BONNET | 417.62 | 0.88 | 2.56 | 0.5 | 1.44 | 10 | 6 | 6 | 3.25 | 084738106777 | 08473810677 | https://www.hammondvalve.com/wp-content/uploads/spec-sheets/ib949.pdf | https://www.hammondvalve.com/wp-content/uploads/BronzeGateGlobeCheckIOM.pdf |  | 01/01/04
IBI722 | 0949000014 |  | 949 | 949 | 1/4 | AH | 0.25 | HORIZONTAL SWING CHECK VALVE,BRONZE BODY,300 SWP 600 WOG,Y-PATTERN,BRONZE DISC,THREADED BONNET | 417.62 | 0.58 | 2.25 | 0.25 | 1.63 | 10 | 9.125 | 3.9375 | 2.0625 | 084738117865 | 08473811786 | https://www.hammondvalve.com/wp-content/uploads/spec-sheets/ib949.pdf | https://www.hammondvalve.com/wp-content/uploads/BronzeGateGlobeCheckIOM.pdf |  | 01/01/04
IBI722 | 0949000034 |  | 949 | 949 | 3/4 | AH | 0.75 | HORIZONTAL SWING CHECK VALVE,BRONZE BODY,300 SWP 600 WOG,Y-PATTERN,BRONZE DISC,THREADED BONNET | 520.83 | 1.26 | 3.31 | 0.75 | 1.69 | 6 | 6 | 6 | 3.25 | 084738106784 | 08473810678 | https://www.hammondvalve.com/wp-content/uploads/spec-sheets/ib949.pdf | https://www.hammondvalve.com/wp-content/uploads/BronzeGateGlobeCheckIOM.pdf |  | 01/01/04
IBI722 | 0949000038 |  | 949 | 949 | 3/8 | AH | 0.375 | HORIZONTAL SWING CHECK VALVE,BRONZE BODY,300 SWP 600 WOG,Y-PATTERN,BRONZE DISC,THREADED BONNET | 417.62 | 0.54 | 2.25 | 0.375 | 1.44 | 10 | 9.125 | 3.9375 | 2.0625 | 084738106760 | 08473810676 | https://www.hammondvalve.com/wp-content/uploads/spec-sheets/ib949.pdf | https://www.hammondvalve.com/wp-content/uploads/BronzeGateGlobeCheckIOM.pdf |  | 01/01/04
IBI722 | 0949000100 |  | 949 | 949 | 1 | AH | 1 | HORIZONTAL SWING CHECK VALVE,BRONZE BODY,300 SWP 600 WOG,Y-PATTERN,BRONZE DISC,THREADED BONNET | 702.52 | 2.12 | 4 | 1 | 1.97 | 6 | 8.5 | 8.5 | 4.125 | 084738106791 | 08473810679 | https://www.hammondvalve.com/wp-content/uploads/spec-sheets/ib949.pdf | https://www.hammondvalve.com/wp-content/uploads/BronzeGateGlobeCheckIOM.pdf |  | 01/01/04
IBI722 | 0949000112 |  | 949 | 949 | 1 1/2 | AH | 1.5 | HORIZONTAL SWING CHECK VALVE,BRONZE BODY,300 SWP 600 WOG,Y-PATTERN,BRONZE DISC,THREADED BONNET | 1208.51 | 4.1 | 4.94 | 1.5 | 2.41 | 4 | 9 | 8 | 3 | 084738106814 | 08473810681 | https://www.hammondvalve.com/wp-content/uploads/spec-sheets/ib949.pdf | https://www.hammondvalve.com/wp-content/uploads/BronzeGateGlobeCheckIOM.pdf |  | 01/01/04
IBI722 | 0949000114 |  | 949 | 949 | 1 1/4 | AH | 1.25 | HORIZONTAL SWING CHECK VALVE,BRONZE BODY,300 SWP 600 WOG,Y-PATTERN,BRONZE DISC,THREADED BONNET | 908.84 | 3.14 | 4.25 | 1.25 | 2.16 | 4 | 8.5 | 8.5 | 4.125 | 084738111498 | 08473811149 | https://www.hammondvalve.com/wp-content/uploads/spec-sheets/ib949.pdf | https://www.hammondvalve.com/wp-content/uploads/BronzeGateGlobeCheckIOM.pdf |  | 01/01/04
IBI722 | 0949000200 |  | 949 | 949 | 2 | AH | 2 | HORIZONTAL SWING CHECK VALVE,BRONZE BODY,300 SWP 600 WOG,Y-PATTERN,BRONZE DISC,THREADED BONNET | 1783.29 | 7.28 | 6.13 | 2 | 2.81 | 2 | 9 | 6 | 3 | 084738106821 | 08473810682 | https://www.hammondvalve.com/wp-content/uploads/spec-sheets/ib949.pdf | https://www.hammondvalve.com/wp-content/uploads/BronzeGateGlobeCheckIOM.pdf |  | 01/01/04
IBI722 | 0949000212 |  | 949 | 949 | 2 1/2 | AH | 2.5 | HORIZONTAL SWING CHECK VALVE,BRONZE BODY,300 SWP 600 WOG,Y-PATTERN,BRONZE DISC,THREADED BONNET | 3964.65 | 10.62 | 7 | 2.5 | 4.75 | 1 | 9.25 | 6.75 | 3.875 | 084738106838 | 08473810683 | https://www.hammondvalve.com/wp-content/uploads/spec-sheets/ib949.pdf | https://www.hammondvalve.com/wp-content/uploads/BronzeGateGlobeCheckIOM.pdf |  | 01/01/04
IBI722 | 0949000300 |  | 949 | 949 | 3 | AH | 3 | HORIZONTAL SWING CHECK VALVE,BRONZE BODY,300 SWP 600 WOG,Y-PATTERN,BRONZE DISC,THREADED BONNET | 5934.65 | 15.5 | 7.88 | 3 | 5.5 | 1 | 10.25 | 7.375 | 4.0625 | 084738106845 | 08473810684 | https://www.hammondvalve.com/wp-content/uploads/spec-sheets/ib949.pdf | https://www.hammondvalve.com/wp-content/uploads/BronzeGateGlobeCheckIOM.pdf |  | 01/01/04
IBI722 | 1124000200 |  | 1124 | 1124 | 2 | 88 | 2 | CHECK VALVE,CI BODY,125 SWP 200 WOG,FLANGED ENDS,IBBM | 1447.13 | 25 | 8 | 2 | 3.9375 | 1 |  |  |  | 084738111504 | 08473811150 | https://www.hammondvalve.com/wp-content/uploads/spec-sheets/ir1124.pdf | https://www.hammondvalve.com/wp-content/uploads/ioms/IronGateGlobeCheckIOM.pdf |  | 01/01/04
IBI722 | 1124000212 |  | 1124 | 1124 | 2 1/2 | 88 | 2.5 | CHECK VALVE,CI BODY,125 SWP 200 WOG,FLANGED ENDS,IBBM | 1842.98 | 37.856 | 8.5 | 2.5 | 4.5 | 1 |  |  |  | 084738116325 | 08473811632 | https://www.hammondvalve.com/wp-content/uploads/spec-sheets/ir1124.pdf | https://www.hammondvalve.com/wp-content/uploads/ioms/IronGateGlobeCheckIOM.pdf |  | 01/01/04
IBI722 | 1124000300 |  | 1124 | 1124 | 3 | 88 | 3 | CHECK VALVE,CI BODY,125 SWP 200 WOG,FLANGED ENDS,IBBM | 1983.73 | 46.73 | 9.5 | 3 | 5.125 | 1 |  |  |  | 084738111511 | 08473811151 | https://www.hammondvalve.com/wp-content/uploads/spec-sheets/ir1124.pdf | https://www.hammondvalve.com/wp-content/uploads/ioms/IronGateGlobeCheckIOM.pdf |  | 01/01/04
IBI722 | 1124000400 |  | 1124 | 1124 | 4 | 88 | 4 | CHECK VALVE,CI BODY,125 SWP 200 WOG,FLANGED ENDS,IBBM | 3122.93 | 82 | 11.5 | 4 | 6.125 | 1 |  |  |  | 084738123699 | 08473812369 | https://www.hammondvalve.com/wp-content/uploads/spec-sheets/ir1124.pdf | https://www.hammondvalve.com/wp-content/uploads/ioms/IronGateGlobeCheckIOM.pdf |  | 01/01/04
IBI722 | 1124000500 |  | 1124 | 1124 | 5 | 88 | 5 | CHECK VALVE,CI BODY,125 SWP 200 WOG,FLANGED ENDS,IBBM | 5330.97 | 121 | 13 | 5 | 6.8125 | 1 |  |  |  | 084738110026 | 08473811002 | https://www.hammondvalve.com/wp-content/uploads/spec-sheets/ir1124.pdf | https://www.hammondvalve.com/wp-content/uploads/ioms/IronGateGlobeCheckIOM.pdf |  | 01/01/04
IBI722 | 1124000600 |  | 1124 | 1124 | 6 | 88 | 6 | CHECK VALVE,CI BODY,125 SWP 200 WOG,FLANGED ENDS,IBBM | 5330.97 | 159 | 14 | 6 | 8 | 1 |  |  |  | 084738110033 | 08473811003 | https://www.hammondvalve.com/wp-content/uploads/spec-sheets/ir1124.pdf | https://www.hammondvalve.com/wp-content/uploads/ioms/IronGateGlobeCheckIOM.pdf |  | 01/01/04
IBI722 | 1124000800 |  | 1124 | 1124 | 8 | 88 | 8 | CHECK VALVE,CI BODY,125 SWP 200 WOG,FLANGED ENDS,IBBM | 10019.73 | 258 | 19.5 | 8 | 9.4375 | 1 |  |  |  | 084738110040 | 08473811004 | https://www.hammondvalve.com/wp-content/uploads/spec-sheets/ir1124.pdf | https://www.hammondvalve.com/wp-content/uploads/ioms/IronGateGlobeCheckIOM.pdf |  | 01/01/04
IBI722 | 1124001000 |  | 1124 | 1124 | 10 | 88 | 10 | CHECK VALVE,CI BODY,125 SWP 200 WOG,FLANGED ENDS,IBBM | 17101.26 | 445 | 24.5 | 10 | 12.0625 | 1 |  |  |  | 084738124696 | 08473812469 | https://www.hammondvalve.com/wp-content/uploads/spec-sheets/ir1124.pdf | https://www.hammondvalve.com/wp-content/uploads/ioms/IronGateGlobeCheckIOM.pdf |  | 01/01/04
IBI722 | 1124001200 |  | 1124 | 1124 | 12 | 88 | 12 | CHECK VALVE,CI BODY,125 SWP 200 WOG,FLANGED ENDS,IBBM | 26637.16 | 636 | 27.5 | 12 | 16.125 | 1 |  |  |  | 084738124702 | 08473812470 | https://www.hammondvalve.com/wp-content/uploads/spec-sheets/ir1124.pdf | https://www.hammondvalve.com/wp-content/uploads/ioms/IronGateGlobeCheckIOM.pdf |  | 01/01/04
IBI722 | 1124HI0200 |  | 1124 | 1124HI | 2 | 87 | 2 | CHECK VALVE,CI BODY,125 SWP 200 WOG,SWING TYPE,BRONZE TRIM,FLANGED ENDS,IBBM | 1358.63 | 26 | 8 | 2 | 4.56 | 35 |  |  |  | 084738110781 | 08473811078 | https://www.hammondvalve.com/wp-content/uploads/spec-sheets/ir1124hi_2-12.pdf | https://www.hammondvalve.com/wp-content/uploads/ioms/IronGateGlobeCheckIOM.pdf |  | 01/01/04
IBI722 | 1124HI0212 |  | 1124 | 1124HI | 2 1/2 | 87 | 2.5 | CHECK VALVE,CI BODY,125 SWP 200 WOG,SWING TYPE,BRONZE TRIM,FLANGED ENDS,IBBM | 1744.72 | 39 | 8.5 | 2.5 | 5.38 | 28 |  |  |  | 084738118305 | 08473811830 | https://www.hammondvalve.com/wp-content/uploads/spec-sheets/ir1124hi_2-12.pdf | https://www.hammondvalve.com/wp-content/uploads/ioms/IronGateGlobeCheckIOM.pdf |  | 01/01/04
IBI722 | 1124HI0300 |  | 1124 | 1124HI | 3 | 87 | 3 | CHECK VALVE,CI BODY,125 SWP 200 WOG,SWING TYPE,BRONZE TRIM,FLANGED ENDS,IBBM | 1891.35 | 50 | 9.5 | 3 | 5.56 | 40 |  |  |  | 084738118312 | 08473811831 | https://www.hammondvalve.com/wp-content/uploads/spec-sheets/ir1124hi_2-12.pdf | https://www.hammondvalve.com/wp-content/uploads/ioms/IronGateGlobeCheckIOM.pdf |  | 01/01/04
IBI722 | 1124HI0400 |  | 1124 | 1124HI | 4 | 87 | 4 | CHECK VALVE,CI BODY,125 SWP 200 WOG,SWING TYPE,BRONZE TRIM,FLANGED ENDS,IBBM | 3005.62 | 82.5 | 11.5 | 4 | 6.69 | 32 |  |  |  | 084738115403 | 08473811540 | https://www.hammondvalve.com/wp-content/uploads/spec-sheets/ir1124hi_2-12.pdf | https://www.hammondvalve.com/wp-content/uploads/ioms/IronGateGlobeCheckIOM.pdf |  | 01/01/04
IBI722 | 1124HI0500 |  | 1124 | 1124HI | 5 | 87 | 5 | CHECK VALVE,CI BODY,125 SWP 200 WOG,SWING TYPE,BRONZE TRIM,FLANGED ENDS,IBBM | 5102.22 | 127 | 13 | 5 | 7.75 | 20 |  |  |  | 084738115410 | 08473811541 | https://www.hammondvalve.com/wp-content/uploads/spec-sheets/ir1124hi_2-12.pdf | https://www.hammondvalve.com/wp-content/uploads/ioms/IronGateGlobeCheckIOM.pdf |  | 01/01/04
IBI722 | 1124HI0600 |  | 1124 | 1124HI | 6 | 87 | 6 | CHECK VALVE,CI BODY,125 SWP 200 WOG,SWING TYPE,BRONZE TRIM,FLANGED ENDS,IBBM | 5102.22 | 182 | 14 | 6 | 9.5 | 15 |  |  |  | 084738118329 | 08473811832 | https://www.hammondvalve.com/wp-content/uploads/spec-sheets/ir1124hi_2-12.pdf | https://www.hammondvalve.com/wp-content/uploads/ioms/IronGateGlobeCheckIOM.pdf |  | 01/01/04
IBI722 | 1124HI0800 |  | 1124 | 1124HI | 8 | 87 | 8 | CHECK VALVE,CI BODY,125 SWP 200 WOG,SWING TYPE,BRONZE TRIM,FLANGED ENDS,IBBM | 9622.84 | 327 | 19.5 | 8 | 10.38 | 6 |  |  |  | 084738118336 | 08473811833 | https://www.hammondvalve.com/wp-content/uploads/spec-sheets/ir1124hi_2-12.pdf | https://www.hammondvalve.com/wp-content/uploads/ioms/IronGateGlobeCheckIOM.pdf |  | 01/01/04
IBI722 | 1124HI1000 |  | 1124 | 1124HI | 10 | 87 | 10 | CHECK VALVE,CI BODY,125 SWP 200 WOG,SWING TYPE,BRONZE TRIM,FLANGED ENDS,IBBM | 16440.52 | 515 | 24.5 | 10 | 12 | 4 |  |  |  | 084738118343 | 08473811834 | https://www.hammondvalve.com/wp-content/uploads/spec-sheets/ir1124hi_2-12.pdf | https://www.hammondvalve.com/wp-content/uploads/ioms/IronGateGlobeCheckIOM.pdf |  | 01/01/04
IBI722 | 1124HI1200 |  | 1124 | 1124HI | 12 | 87 | 12 | CHECK VALVE,CI BODY,125 SWP 200 WOG,SWING TYPE,BRONZE TRIM,FLANGED ENDS,IBBM | 25535.59 | 771 | 27.5 | 12 | 13.5 | 2 |  |  |  | 084738118350 | 08473811835 | https://www.hammondvalve.com/wp-content/uploads/spec-sheets/ir1124hi_2-12.pdf | https://www.hammondvalve.com/wp-content/uploads/ioms/IronGateGlobeCheckIOM.pdf |  | 01/01/04
IBI722 | 1124HI1400S | S | 1124 | 1124HI | 14 | 87 | 14 | CHECK VALVE,CI BODY,100 SWP 150 WOG,SWING TYPE,BRONZE TRIM,FLANGED ENDS,IBBM | 38520.81 | 0 | 31 | 14 | 15.75 | 1 |  |  |  | 084738294610 | 08473829461 | https://www.hammondvalve.com/wp-content/uploads/spec-sheets/ir1124hi_2-12.pdf | https://www.hammondvalve.com/wp-content/uploads/ioms/IronGateGlobeCheckIOM.pdf |  | 02/18/19
IBI722 | 1124HI1600 |  | 1124 | 1124HI | 16 | 87 | 16 | CHECK VALVE,CI BODY,100 SWP 150 WOG,SWING TYPE,BRONZE TRIM,FLANGED ENDS,IBBM | 51359.51 | 1496 | 36 | 16 | 17.25 | 1 |  |  |  | 084738124665 | 08473812466 | https://www.hammondvalve.com/wp-content/uploads/spec-sheets/ir1124hi_2-12.pdf | https://www.hammondvalve.com/wp-content/uploads/ioms/IronGateGlobeCheckIOM.pdf |  | 01/01/04
IBI722 | 1124HI1600S | S | 1124 | 1124HI | 16 | 87 | 16 | CHECK VALVE,CI BODY,100 SWP 150 WOG,SWING TYPE,BRONZE TRIM,FLANGED ENDS,IBBM | 51359.51 | 0 | 36 | 16 | 17.25 | 1 |  |  |  | 084738294627 | 08473829462 | https://www.hammondvalve.com/wp-content/uploads/spec-sheets/ir1124hi_2-12.pdf | https://www.hammondvalve.com/wp-content/uploads/ioms/IronGateGlobeCheckIOM.pdf |  | 02/18/19
IBI722 | 1124HI1800S | S | 1124 | 1124HI | 18 | 87 | 18 | CHECK VALVE,CI BODY,100 SWP 150 WOG,SWING TYPE,BRONZE TRIM,FLANGED ENDS,IBBM | 77994.65 | 0 | 36 | 18 | 19 | 1 |  |  |  | 084738294634 | 08473829463 | https://www.hammondvalve.com/wp-content/uploads/spec-sheets/ir1124hi_2-12.pdf | https://www.hammondvalve.com/wp-content/uploads/ioms/IronGateGlobeCheckIOM.pdf |  | 02/18/19
IBI722 | 1124HI2000S | S | 1124 | 1124HI | 20 | 87 | 20 | CHECK VALVE,CI BODY,100 SWP 150 WOG,SWING TYPE,BRONZE TRIM,FLANGED ENDS,IBBM | 124100.48 | 0 | 40 | 20 | 21.88 | 1 |  |  |  | 084738294641 | 08473829464 | https://www.hammondvalve.com/wp-content/uploads/spec-sheets/ir1124hi_2-12.pdf | https://www.hammondvalve.com/wp-content/uploads/ioms/IronGateGlobeCheckIOM.pdf |  | 02/18/19
IBI722 | 1124LWHI0200S | S | 1124 | 1124LWHI | 2 | 87 | 2 | CHECK VALVE,CI BODY,125 SWP 200 WOG,SWING TYPE,BRONZE TRIM,FLANGED ENDS,IBBM,LEVER & WEIGHT | 3948.79 | 0 | 8 | 2 | 4.56 | 1 |  |  |  | 084738295440 | 08473829544 | https://www.hammondvalve.com/wp-content/uploads/spec-sheets/ir1124lw.pdf | https://www.hammondvalve.com/wp-content/uploads/ioms/IronGateGlobeCheckIOM.pdf |  | 03/18/20
IBI722 | 1124LWHI0212S | S | 1124 | 1124LWHI | 2 1/2 | 87 | 2.5 | CHECK VALVE,CI BODY,125 SWP 200 WOG,SWING TYPE,BRONZE TRIM,FLANGED ENDS,IBBM,LEVER & WEIGHT | 4784.53 | 0 | 8.5 | 2.5 | 5.38 | 1 |  |  |  | 084738295457 | 08473829545 | https://www.hammondvalve.com/wp-content/uploads/spec-sheets/ir1124lw.pdf | https://www.hammondvalve.com/wp-content/uploads/ioms/IronGateGlobeCheckIOM.pdf |  | 03/18/20
IBI722 | 1124LWHI0300S | S | 1124 | 1124LWHI | 3 | 87 | 3 | CHECK VALVE,CI BODY,125 SWP 200 WOG,SWING TYPE,BRONZE TRIM,FLANGED ENDS,IBBM,LEVER & WEIGHT | 5053.43 | 0 | 9.5 | 3 | 5.56 | 1 |  |  |  | 084738295464 | 08473829546 | https://www.hammondvalve.com/wp-content/uploads/spec-sheets/ir1124lw.pdf | https://www.hammondvalve.com/wp-content/uploads/ioms/IronGateGlobeCheckIOM.pdf |  | 03/18/20
IBI722 | 1124LWHI0400S | S | 1124 | 1124LWHI | 4 | 87 | 4 | CHECK VALVE,CI BODY,125 SWP 200 WOG,SWING TYPE,BRONZE TRIM,FLANGED ENDS,IBBM,LEVER & WEIGHT | 6656.35 | 87 | 11.5 | 4 | 6.69 | 1 |  |  |  | 084738294658 | 08473829465 | https://www.hammondvalve.com/wp-content/uploads/spec-sheets/ir1124lw.pdf | https://www.hammondvalve.com/wp-content/uploads/ioms/IronGateGlobeCheckIOM.pdf |  | 02/18/19
IBI722 | 1124LWHI0600S | S | 1124 | 1124LWHI | 6 | 87 | 6 | CHECK VALVE,CI BODY,125 SWP 200 WOG,SWING TYPE,BRONZE TRIM,FLANGED ENDS,IBBM,LEVER & WEIGHT | 10399.89 | 174 | 14 | 6 | 9.5 | 1 |  |  |  | 084738294665 | 08473829466 | https://www.hammondvalve.com/wp-content/uploads/spec-sheets/ir1124lw.pdf | https://www.hammondvalve.com/wp-content/uploads/ioms/IronGateGlobeCheckIOM.pdf |  | 02/18/19
IBI722 | 1124LWHI0800S | S | 1124 | 1124LWHI | 8 | 87 | 8 | CHECK VALVE,CI BODY,125 SWP 200 WOG,SWING TYPE,BRONZE TRIM,FLANGED ENDS,IBBM,LEVER & WEIGHT | 16846.12 | 0 | 19.5 | 8 | 10.38 | 1 |  |  |  | 084738294672 | 08473829467 | https://www.hammondvalve.com/wp-content/uploads/spec-sheets/ir1124lw.pdf | https://www.hammondvalve.com/wp-content/uploads/ioms/IronGateGlobeCheckIOM.pdf |  | 02/18/19
IBI722 | 1124LWHI1000S | S | 1124 | 1124LWHI | 10 | 87 | 10 | CHECK VALVE,CI BODY,125 SWP 200 WOG,SWING TYPE,BRONZE TRIM,FLANGED ENDS,IBBM,LEVER & WEIGHT | 26933.31 | 0 | 24.5 | 10 | 12 | 1 |  |  |  | 084738294689 | 08473829468 | https://www.hammondvalve.com/wp-content/uploads/spec-sheets/ir1124lw.pdf | https://www.hammondvalve.com/wp-content/uploads/ioms/IronGateGlobeCheckIOM.pdf |  | 02/18/19
IBI722 | 1124LWHI1200S | S | 1124 | 1124LWHI | 12 | 87 | 12 | CHECK VALVE,CI BODY,125 SWP 200 WOG,SWING TYPE,BRONZE TRIM,FLANGED ENDS,IBBM,LEVER & WEIGHT | 40837.34 | 699 | 27.5 | 12 | 13.5 | 1 |  |  |  | 084738294696 | 08473829469 | https://www.hammondvalve.com/wp-content/uploads/spec-sheets/ir1124lw.pdf | https://www.hammondvalve.com/wp-content/uploads/ioms/IronGateGlobeCheckIOM.pdf |  | 02/18/19
IBI722 | 1124UL0300 |  | 1124 | 1124UL | 3 | 88 | 3 | CHECK VALVE,CI BODY,175 WOG,SWING TYPE,BRONZE TRIM,FLANGED ENDS,UL/FM | 7424.07 | 50 | 10.25 | 3 | 6.63 | 1 |  |  |  | 084738133124 | 08473813312 | https://www.hammondvalve.com/wp-content/uploads/spec-sheets/ir1124-ul.pdf | https://www.hammondvalve.com/wp-content/uploads/ioms/IronGateGlobeCheckIOM.pdf |  | 01/01/04
IBI722 | 1124UL0400 |  | 1124 | 1124UL | 4 | 88 | 4 | CHECK VALVE,CI BODY,175 WOG,SWING TYPE,BRONZE TRIM,FLANGED ENDS,UL/FM | 7709.19 | 0 | 13 | 4 | 8 | 1 |  |  |  | 084738133131 | 08473813313 | https://www.hammondvalve.com/wp-content/uploads/spec-sheets/ir1124-ul.pdf | https://www.hammondvalve.com/wp-content/uploads/ioms/IronGateGlobeCheckIOM.pdf |  | 01/01/04
IBI722 | 1124UL0600 |  | 1124 | 1124UL | 6 | 88 | 6 | CHECK VALVE,CI BODY,175 WOG,SWING TYPE,BRONZE TRIM,FLANGED ENDS,UL/FM | 12293.96 | 170 | 16.25 | 10.31 | 6 | 1 |  |  |  | 084738133148 | 08473813314 | https://www.hammondvalve.com/wp-content/uploads/spec-sheets/ir1124-ul.pdf | https://www.hammondvalve.com/wp-content/uploads/ioms/IronGateGlobeCheckIOM.pdf |  | 01/01/04
IBI722 | 1124UL0800 |  | 1124 | 1124UL | 8 | 88 | 8 | CHECK VALVE,CI BODY,175 WOG,SWING TYPE,BRONZE TRIM,FLANGED ENDS,UL/FM | 20858.41 | 312 | 19.5 | 8 | 11.5 | 1 |  |  |  | 084738133155 | 08473813315 | https://www.hammondvalve.com/wp-content/uploads/spec-sheets/ir1124-ul.pdf | https://www.hammondvalve.com/wp-content/uploads/ioms/IronGateGlobeCheckIOM.pdf |  | 01/01/04
IBI722 | 1124UL1000 |  | 1124 | 1124UL | 10 | 88 | 10 | CHECK VALVE,CI BODY,175 WOG,SWING TYPE,BRONZE TRIM,FLANGED ENDS,UL/FM | 45353.24 | 0 | 24.5 | 10 | 12.06 | 1 |  |  |  | 084738133162 | 08473813316 | https://www.hammondvalve.com/wp-content/uploads/spec-sheets/ir1124-ul.pdf | https://www.hammondvalve.com/wp-content/uploads/ioms/IronGateGlobeCheckIOM.pdf |  | 01/01/04
IBI722 | 1126HI0200 |  | 1126 | 1126HI | 2 | 87 | 2 | CHECK VALVE,CI BODY,125 SWP 200 WOG,SWING TYPE,IRON TRIM,FLANGED ENDS | 1974.46 | 30 | 8 | 2 | 4.56 | 1 |  |  |  | 084738116882 | 08473811688 | https://www.hammondvalve.com/wp-content/uploads/spec-sheets/ir1126hi_2-12.pdf | https://www.hammondvalve.com/wp-content/uploads/ioms/IronGateGlobeCheckIOM.pdf |  | 01/01/04
IBI722 | 1126HI0212 |  | 1126 | 1126HI | 2 1/2 | 87 | 2.5 | CHECK VALVE,CI BODY,125 SWP 200 WOG,SWING TYPE,IRON TRIM,FLANGED ENDS | 2516.9 | 51.1 | 8 | 2.5 | 5.38 | 1 |  |  |  | 084738116899 | 08473811689 | https://www.hammondvalve.com/wp-content/uploads/spec-sheets/ir1126hi_2-12.pdf | https://www.hammondvalve.com/wp-content/uploads/ioms/IronGateGlobeCheckIOM.pdf |  | 01/01/04
IBI722 | 1126HI0300 |  | 1126 | 1126HI | 3 | 87 | 3 | CHECK VALVE,CI BODY,125 SWP 200 WOG,SWING TYPE,IRON TRIM,FLANGED ENDS | 2712.37 | 46.46 | 9.5 | 3 | 5.56 | 1 |  |  |  | 084738116905 | 08473811690 | https://www.hammondvalve.com/wp-content/uploads/spec-sheets/ir1126hi_2-12.pdf | https://www.hammondvalve.com/wp-content/uploads/ioms/IronGateGlobeCheckIOM.pdf |  | 01/01/04
IBI722 | 1126HI0400 |  | 1126 | 1126HI | 4 | 87 | 4 | CHECK VALVE,CI BODY,125 SWP 200 WOG,SWING TYPE,IRON TRIM,FLANGED ENDS | 4290.96 | 84 | 11.5 | 4 | 6.69 | 1 |  |  |  | 084738116912 | 08473811691 | https://www.hammondvalve.com/wp-content/uploads/spec-sheets/ir1126hi_2-12.pdf | https://www.hammondvalve.com/wp-content/uploads/ioms/IronGateGlobeCheckIOM.pdf |  | 01/01/04
IBI722 | 1126HI0500 |  | 1126 | 1126HI | 5 | 87 | 5 | CHECK VALVE,CI BODY,125 SWP 200 WOG,SWING TYPE,IRON TRIM,FLANGED ENDS | 7330.78 | 0 | 13 | 5 | 7.75 | 1 |  |  |  | 084738116929 | 08473811692 | https://www.hammondvalve.com/wp-content/uploads/spec-sheets/ir1126hi_2-12.pdf | https://www.hammondvalve.com/wp-content/uploads/ioms/IronGateGlobeCheckIOM.pdf |  | 01/01/04
IBI722 | 1126HI0600 |  | 1126 | 1126HI | 6 | 87 | 6 | CHECK VALVE,CI BODY,125 SWP 200 WOG,SWING TYPE,IRON TRIM,FLANGED ENDS | 7330.78 | 156 | 14 | 6 | 9.5 | 1 |  |  |  | 084738116936 | 08473811693 | https://www.hammondvalve.com/wp-content/uploads/spec-sheets/ir1126hi_2-12.pdf | https://www.hammondvalve.com/wp-content/uploads/ioms/IronGateGlobeCheckIOM.pdf |  | 01/01/04
IBI722 | 1126HI0800 |  | 1126 | 1126HI | 8 | 87 | 8 | CHECK VALVE,CI BODY,125 SWP 200 WOG,SWING TYPE,IRON TRIM,FLANGED ENDS | 13845.45 | 261 | 19.5 | 8 | 10.38 | 1 |  |  |  | 084738116943 | 08473811694 | https://www.hammondvalve.com/wp-content/uploads/spec-sheets/ir1126hi_2-12.pdf | https://www.hammondvalve.com/wp-content/uploads/ioms/IronGateGlobeCheckIOM.pdf |  | 01/01/04
IBI722 | 1126HI1000 |  | 1126 | 1126HI | 10 | 87 | 10 | CHECK VALVE,CI BODY,125 SWP 200 WOG,SWING TYPE,IRON TRIM,FLANGED ENDS | 23649.11 | 396 | 24.5 | 10 | 12 | 1 |  |  |  | 084738116950 | 08473811695 | https://www.hammondvalve.com/wp-content/uploads/spec-sheets/ir1126hi_2-12.pdf | https://www.hammondvalve.com/wp-content/uploads/ioms/IronGateGlobeCheckIOM.pdf |  | 01/01/04
IBI722 | 1138000200 |  | 1138 | 1138 | 2 | AI | 2 | GATE VALVE,CI BODY,125 SWP 200 WOG,BRONZE TRIM,NON-RISING STEM,FLANGED ENDS | 2120.03 | 36 | 7 | 2 | 12 | 1 |  |  |  | 084738124863 | 08473812486 | https://www.hammondvalve.com/wp-content/uploads/spec-sheets/ir1138.pdf | https://www.hammondvalve.com/wp-content/uploads/ioms/IronGateGlobeCheckIOM.pdf |  | 01/01/04
IBI722 | 1138000212 |  | 1138 | 1138 | 2 1/2 | AI | 2.5 | GATE VALVE,CI BODY,125 SWP 200 WOG,BRONZE TRIM,NON-RISING STEM,FLANGED ENDS | 2172.82 | 47.612 | 7.5 | 2.5 | 13.25 | 1 |  |  |  | 084738124870 | 08473812487 | https://www.hammondvalve.com/wp-content/uploads/spec-sheets/ir1138.pdf | https://www.hammondvalve.com/wp-content/uploads/ioms/IronGateGlobeCheckIOM.pdf |  | 01/01/04
IBI722 | 1138000300 |  | 1138 | 1138 | 3 | AI | 3 | GATE VALVE,CI BODY,125 SWP 200 WOG,BRONZE TRIM,NON-RISING STEM,FLANGED ENDS | 2436.7 | 55.328 | 8 | 3 | 13.5 | 1 |  |  |  | 084738110095 | 08473811009 | https://www.hammondvalve.com/wp-content/uploads/spec-sheets/ir1138.pdf | https://www.hammondvalve.com/wp-content/uploads/ioms/IronGateGlobeCheckIOM.pdf |  | 01/01/04
IBI722 | 1138000400 |  | 1138 | 1138 | 4 | AI | 4 | GATE VALVE,CI BODY,125 SWP 200 WOG,BRONZE TRIM,NON-RISING STEM,FLANGED ENDS | 3487.96 | 103 | 9 | 4 | 17 | 1 |  |  |  | 084738110101 | 08473811010 | https://www.hammondvalve.com/wp-content/uploads/spec-sheets/ir1138.pdf | https://www.hammondvalve.com/wp-content/uploads/ioms/IronGateGlobeCheckIOM.pdf |  | 01/01/04
IBI722 | 1138000500S | S | 1138 | 1138 | 5 | AI | 5 | GATE VALVE,CI BODY,125 SWP 200 WOG,BRONZE TRIM,NON-RISING STEM,FLANGED ENDS | 5937.91 | 0 | 10 | 5 | 18 | 1 |  |  |  | 084738294702 | 08473829470 | https://www.hammondvalve.com/wp-content/uploads/spec-sheets/ir1138.pdf | https://www.hammondvalve.com/wp-content/uploads/ioms/IronGateGlobeCheckIOM.pdf |  | 02/18/19
IBI722 | 1138000600S | S | 1138 | 1138 | 6 | AI | 6 | GATE VALVE,CI BODY,125 SWP 200 WOG,BRONZE TRIM,NON-RISING STEM,FLANGED ENDS | 5937.91 | 176 | 10.5 | 6 | 22 | 1 |  |  |  | 084738294719 | 08473829471 | https://www.hammondvalve.com/wp-content/uploads/spec-sheets/ir1138.pdf | https://www.hammondvalve.com/wp-content/uploads/ioms/IronGateGlobeCheckIOM.pdf |  | 02/18/19
IBI722 | 1138000800S | S | 1138 | 1138 | 8 | AI | 8 | GATE VALVE,CI BODY,125 SWP 200 WOG,BRONZE TRIM,NON-RISING STEM,FLANGED ENDS | 10191.22 | 0 | 11.5 | 8 | 26.5 | 1 |  |  |  | 084738294726 | 08473829472 | https://www.hammondvalve.com/wp-content/uploads/spec-sheets/ir1138.pdf | https://www.hammondvalve.com/wp-content/uploads/ioms/IronGateGlobeCheckIOM.pdf |  | 02/18/19
IBI722 | 1138001000S | S | 1138 | 1138 | 10 | AI | 10 | GATE VALVE,CI BODY,125 SWP 200 WOG,BRONZE TRIM,NON-RISING STEM,FLANGED ENDS | 17941.38 | 0 | 0 | 0 | 0 | 1 |  |  |  | 084738294733 | 08473829473 | https://www.hammondvalve.com/wp-content/uploads/spec-sheets/ir1138.pdf | https://www.hammondvalve.com/wp-content/uploads/ioms/IronGateGlobeCheckIOM.pdf |  | 02/18/19
IBI722 | 1138HI0200 |  | 1138 | 1138HI | 2 | AJ | 2 | GATE VALVE,IRON BODY,125 SWP 200 WOG,BRONZE TRIM,NON-RISING STEM,FLANGED ENDS | 1902.54 | 36 | 7 | 2 | 12 | 1 |  |  |  | 084738124788 | 08473812478 | https://www.hammondvalve.com/wp-content/uploads/spec-sheets/ir1138hi.pdf | https://www.hammondvalve.com/wp-content/uploads/ioms/IronGateGlobeCheckIOM.pdf |  | 01/01/04
IBI722 | 1138HI0212 |  | 1138 | 1138HI | 2 1/2 | AJ | 2.5 | GATE VALVE,IRON BODY,125 SWP 200 WOG,BRONZE TRIM,NON-RISING STEM,FLANGED ENDS | 1968.05 | 47.68 | 7.5 | 2.5 | 13.25 | 1 |  |  |  | 084738124795 | 08473812479 | https://www.hammondvalve.com/wp-content/uploads/spec-sheets/ir1138hi.pdf | https://www.hammondvalve.com/wp-content/uploads/ioms/IronGateGlobeCheckIOM.pdf |  | 01/01/04
IBI722 | 1138HI0300 |  | 1138 | 1138HI | 3 | AJ | 3 | GATE VALVE,IRON BODY,125 SWP 200 WOG,BRONZE TRIM,NON-RISING STEM,FLANGED ENDS | 2225.23 | 53 | 8 | 3 | 15 | 1 |  |  |  | 084738124801 | 08473812480 | https://www.hammondvalve.com/wp-content/uploads/spec-sheets/ir1138hi.pdf | https://www.hammondvalve.com/wp-content/uploads/ioms/IronGateGlobeCheckIOM.pdf |  | 01/01/04
IBI722 | 1138HI0400 |  | 1138 | 1138HI | 4 | AJ | 4 | GATE VALVE,IRON BODY,125 SWP 200 WOG,BRONZE TRIM,NON-RISING STEM,FLANGED ENDS | 3202.26 | 100 | 9 | 4 | 17.75 | 1 |  |  |  | 084738124818 | 08473812481 | https://www.hammondvalve.com/wp-content/uploads/spec-sheets/ir1138hi.pdf | https://www.hammondvalve.com/wp-content/uploads/ioms/IronGateGlobeCheckIOM.pdf |  | 01/01/04
IBI722 | 1138HI0500 |  | 1138 | 1138HI | 5 | AJ | 5 | GATE VALVE,IRON BODY,125 SWP 200 WOG,BRONZE TRIM,NON-RISING STEM,FLANGED ENDS | 5366.63 | 139 | 10 | 5 | 20.13 | 1 |  |  |  | 084738124825 | 08473812482 | https://www.hammondvalve.com/wp-content/uploads/spec-sheets/ir1138hi.pdf | https://www.hammondvalve.com/wp-content/uploads/ioms/IronGateGlobeCheckIOM.pdf |  | 01/01/04
IBI722 | 1138HI0600 |  | 1138 | 1138HI | 6 | AJ | 6 | GATE VALVE,IRON BODY,125 SWP 200 WOG,BRONZE TRIM,NON-RISING STEM,FLANGED ENDS | 5366.63 | 172 | 10.5 | 6 | 23.13 | 1 |  |  |  | 084738124832 | 08473812483 | https://www.hammondvalve.com/wp-content/uploads/spec-sheets/ir1138hi.pdf | https://www.hammondvalve.com/wp-content/uploads/ioms/IronGateGlobeCheckIOM.pdf |  | 01/01/04
IBI722 | 1138HI0800 |  | 1138 | 1138HI | 8 | AJ | 8 | GATE VALVE,IRON BODY,125 SWP 200 WOG,BRONZE TRIM,NON-RISING STEM,FLANGED ENDS | 9377.5 | 301 | 11.5 | 8 | 27.75 | 1 |  |  |  | 084738110798 | 08473811079 | https://www.hammondvalve.com/wp-content/uploads/spec-sheets/ir1138hi.pdf | https://www.hammondvalve.com/wp-content/uploads/ioms/IronGateGlobeCheckIOM.pdf |  | 01/01/04
IBI722 | 1138HI1000 |  | 1138 | 1138HI | 10 | AJ | 10 | GATE VALVE,IRON BODY,125 SWP 200 WOG,BRONZE TRIM,NON-RISING STEM,FLANGED ENDS | 16693.53 | 458 | 13 | 10 | 32.31 | 1 |  |  |  | 084738124849 | 08473812484 | https://www.hammondvalve.com/wp-content/uploads/spec-sheets/ir1138hi.pdf | https://www.hammondvalve.com/wp-content/uploads/ioms/IronGateGlobeCheckIOM.pdf |  | 01/01/04
IBI722 | 1138HI1200 |  | 1138 | 1138HI | 12 | AJ | 12 | GATE VALVE,IRON BODY,125 SWP 200 WOG,BRONZE TRIM,NON-RISING STEM,FLANGED ENDS | 22672.54 | 634 | 14 | 12 | 37.38 | 1 |  |  |  | 084738124856 | 08473812485 | https://www.hammondvalve.com/wp-content/uploads/spec-sheets/ir1138hi.pdf | https://www.hammondvalve.com/wp-content/uploads/ioms/IronGateGlobeCheckIOM.pdf |  | 01/01/04
IBI722 | 1140000200 |  | 1140 | 1140 | 2 | AI | 2 | GATE VALVE,CI BODY,125 SWP 200 WOG,OS&Y,BOLTED BONNETT,FLANGED ENDS,IBBM | 2076.09 | 38.02 | 7 | 2 | 15 | 1 |  |  |  | 084738109891 | 08473810989 | https://www.hammondvalve.com/wp-content/uploads/spec-sheets/ir1140.pdf | https://www.hammondvalve.com/wp-content/uploads/ioms/IronGateGlobeCheckIOM.pdf |  | 01/01/04
IBI722 | 1140000212 |  | 1140 | 1140 | 2 1/2 | AI | 2.5 | GATE VALVE,CI BODY,125 SWP 200 WOG,OS&Y,BOLTED BONNETT,FLANGED ENDS,IBBM | 2150.82 | 50 | 7.5 | 2.5 | 16.88 | 1 |  |  |  | 084738124955 | 08473812495 | https://www.hammondvalve.com/wp-content/uploads/spec-sheets/ir1140.pdf | https://www.hammondvalve.com/wp-content/uploads/ioms/IronGateGlobeCheckIOM.pdf |  | 01/01/04
IBI722 | 1140000300 |  | 1140 | 1140 | 3 | AI | 3 | GATE VALVE,CI BODY,125 SWP 200 WOG,OS&Y,BOLTED BONNETT,FLANGED ENDS,IBBM | 2423.6 | 60.628 | 8 | 3 | 18.75 | 1 |  |  |  | 084738121367 | 08473812136 | https://www.hammondvalve.com/wp-content/uploads/spec-sheets/ir1140.pdf | https://www.hammondvalve.com/wp-content/uploads/ioms/IronGateGlobeCheckIOM.pdf |  | 01/01/04
IBI722 | 1140000400 |  | 1140 | 1140 | 4 | AI | 4 | GATE VALVE,CI BODY,125 SWP 200 WOG,OS&Y,BOLTED BONNETT,FLANGED ENDS,IBBM | 3439.66 | 107 | 9 | 4 | 22.75 | 1 |  |  |  | 084738109921 | 08473810992 | https://www.hammondvalve.com/wp-content/uploads/spec-sheets/ir1140.pdf | https://www.hammondvalve.com/wp-content/uploads/ioms/IronGateGlobeCheckIOM.pdf |  | 01/01/04
IBI722 | 1140000500S | S | 1140 | 1140 | 5 | AI | 5 | GATE VALVE,CI BODY,125 SWP 200 WOG,OS&Y,BOLTED BONNETT,FLANGED ENDS,IBBM | 5696.03 | 151 | 10 | 5 | 27.13 | 1 |  |  |  | 084738294740 | 08473829474 | https://www.hammondvalve.com/wp-content/uploads/spec-sheets/ir1140.pdf | https://www.hammondvalve.com/wp-content/uploads/ioms/IronGateGlobeCheckIOM.pdf |  | 02/18/19
IBI722 | 1140000600S | S | 1140 | 1140 | 6 | AI | 6 | GATE VALVE,CI BODY,125 SWP 200 WOG,OS&Y,BOLTED BONNETT,FLANGED ENDS,IBBM | 5696.03 | 192 | 10.5 | 6 | 30.13 | 1 |  |  |  | 084738294757 | 08473829475 | https://www.hammondvalve.com/wp-content/uploads/spec-sheets/ir1140.pdf | https://www.hammondvalve.com/wp-content/uploads/ioms/IronGateGlobeCheckIOM.pdf |  | 02/18/19
IBI722 | 1140000800S | S | 1140 | 1140 | 8 | AI | 8 | GATE VALVE,CI BODY,125 SWP 200 WOG,OS&Y,BOLTED BONNETT,FLANGED ENDS,IBBM | 10116.5 | 307 | 11.5 | 8 | 40.13 | 1 |  |  |  | 084738294764 | 08473829476 | https://www.hammondvalve.com/wp-content/uploads/spec-sheets/ir1140.pdf | https://www.hammondvalve.com/wp-content/uploads/ioms/IronGateGlobeCheckIOM.pdf |  | 02/18/19
IBI722 | 1140001000S | S | 1140 | 1140 | 10 | AI | 10 | GATE VALVE,CI BODY,125 SWP 200 WOG,OS&Y,BOLTED BONNETT,FLANGED ENDS,IBBM | 18495.62 | 472 | 13 | 10 | 48.25 | 1 |  |  |  | 084738294771 | 08473829477 | https://www.hammondvalve.com/wp-content/uploads/spec-sheets/ir1140.pdf | https://www.hammondvalve.com/wp-content/uploads/ioms/IronGateGlobeCheckIOM.pdf |  | 02/18/19
IBI722 | 1140001200S | S | 1140 | 1140 | 12 | AI | 12 | GATE VALVE,CI BODY,125 SWP 200 WOG,OS&Y,BOLTED BONNETT,FLANGED ENDS,IBBM | 24706.21 | 0 | 14 | 12 | 56.88 | 1 |  |  |  | 084738294788 | 08473829478 | https://www.hammondvalve.com/wp-content/uploads/spec-sheets/ir1140.pdf | https://www.hammondvalve.com/wp-content/uploads/ioms/IronGateGlobeCheckIOM.pdf |  | 02/18/19
IBI722 | 1140HI0200 |  | 1140 | 1140HI | 2 | AJ | 2 | GATE VALVE,IRON BODY,125 SWP 200 WOG,BRONZE TRIM,OS & Y,FLANGED ENDS | 1958.72 | 38.39 | 7 | 2 | 15 | 30 |  |  |  | 084738110804 | 08473811080 | https://www.hammondvalve.com/wp-content/uploads/spec-sheets/ir1140hi_2-12.pdf | https://www.hammondvalve.com/wp-content/uploads/ioms/IronGateGlobeCheckIOM.pdf |  | 01/01/04
IBI722 | 1140HI0212 |  | 1140 | 1140HI | 2 1/2 | AJ | 2.5 | GATE VALVE,IRON BODY,125 SWP 200 WOG,BRONZE TRIM,OS & Y,FLANGED ENDS | 2024.17 | 51 | 7.5 | 2.5 | 16.88 | 25 |  |  |  | 084738118244 | 08473811824 | https://www.hammondvalve.com/wp-content/uploads/spec-sheets/ir1140hi_2-12.pdf | https://www.hammondvalve.com/wp-content/uploads/ioms/IronGateGlobeCheckIOM.pdf |  | 01/01/04
IBI722 | 1140HI0300 |  | 1140 | 1140HI | 3 | AJ | 3 | GATE VALVE,IRON BODY,125 SWP 200 WOG,BRONZE TRIM,OS & Y,FLANGED ENDS | 2257.89 | 60 | 8 | 3 | 18.75 | 25 |  |  |  | 084738111528 | 08473811152 | https://www.hammondvalve.com/wp-content/uploads/spec-sheets/ir1140hi_2-12.pdf | https://www.hammondvalve.com/wp-content/uploads/ioms/IronGateGlobeCheckIOM.pdf |  | 01/01/04
IBI722 | 1140HI0400 |  | 1140 | 1140HI | 4 | AJ | 4 | GATE VALVE,IRON BODY,125 SWP 200 WOG,BRONZE TRIM,OS & Y,FLANGED ENDS | 3290.98 | 109 | 9 | 4 | 22.75 | 16 |  |  |  | 084738118091 | 08473811809 | https://www.hammondvalve.com/wp-content/uploads/spec-sheets/ir1140hi_2-12.pdf | https://www.hammondvalve.com/wp-content/uploads/ioms/IronGateGlobeCheckIOM.pdf |  | 01/01/04
IBI722 | 1140HI0500S | S | 1140 | 1140HI | 5 | AJ | 5 | GATE VALVE,IRON BODY,125 SWP 200 WOG,BRONZE TRIM,OS & Y,FLANGED ENDS | 5432.09 | 147.7 | 10 | 5 | 27.13 | 1 |  |  |  | 084738294481 | 08473829448 | https://www.hammondvalve.com/wp-content/uploads/spec-sheets/ir1140hi_2-12.pdf | https://www.hammondvalve.com/wp-content/uploads/ioms/IronGateGlobeCheckIOM.pdf |  | 02/15/19
IBI722 | 1140HI0600S | S | 1140 | 1140HI | 6 | AJ | 6 | GATE VALVE,IRON BODY,125 SWP 200 WOG,BRONZE TRIM,OS & Y,FLANGED ENDS | 5432.09 | 196.2 | 10.5 | 6 | 30.13 | 1 |  |  |  | 084738294498 | 08473829449 | https://www.hammondvalve.com/wp-content/uploads/spec-sheets/ir1140hi_2-12.pdf | https://www.hammondvalve.com/wp-content/uploads/ioms/IronGateGlobeCheckIOM.pdf |  | 02/15/19
IBI722 | 1140HI0800S | S | 1140 | 1140HI | 8 | AJ | 8 | GATE VALVE,IRON BODY,125 SWP 200 WOG,BRONZE TRIM,OS & Y,FLANGED ENDS | 9536.51 | 306.4 | 11.5 | 8 | 40.13 | 1 |  |  |  | 084738294504 | 08473829450 | https://www.hammondvalve.com/wp-content/uploads/spec-sheets/ir1140hi_2-12.pdf | https://www.hammondvalve.com/wp-content/uploads/ioms/IronGateGlobeCheckIOM.pdf |  | 02/15/19
IBI722 | 1140HI1000S | S | 1140 | 1140HI | 10 | AJ | 10 | GATE VALVE,IRON BODY,125 SWP 200 WOG,BRONZE TRIM,OS & Y,FLANGED ENDS | 17016.11 | 474 | 13 | 10 | 48.25 | 1 |  |  |  | 084738294511 | 08473829451 | https://www.hammondvalve.com/wp-content/uploads/spec-sheets/ir1140hi_2-12.pdf | https://www.hammondvalve.com/wp-content/uploads/ioms/IronGateGlobeCheckIOM.pdf |  | 02/15/19
IBI722 | 1140HI1200 |  | 1140 | 1140HI | 12 | AJ | 12 | GATE VALVE,IRON BODY,125 SWP 200 WOG,BRONZE TRIM,OS & Y,FLANGED ENDS | 22737.94 | 679 | 14 | 12 | 56.88 | 1 |  |  |  | 084738118299 | 08473811829 | https://www.hammondvalve.com/wp-content/uploads/spec-sheets/ir1140hi_2-12.pdf | https://www.hammondvalve.com/wp-content/uploads/ioms/IronGateGlobeCheckIOM.pdf |  | 01/01/04
IBI722 | 1140HI1200S | S | 1140 | 1140HI | 12 | AJ | 12 | GATE VALVE,IRON BODY,125 SWP 200 WOG,BRONZE TRIM,OS & Y,FLANGED ENDS | 22737.94 | 672.4 | 14 | 12 | 56.88 | 0 |  |  |  | 084738294528 | 08473829452 | https://www.hammondvalve.com/wp-content/uploads/spec-sheets/ir1140hi_2-12.pdf | https://www.hammondvalve.com/wp-content/uploads/ioms/IronGateGlobeCheckIOM.pdf |  | 02/15/19
IBI722 | 1140HI1400S | S | 1140 | 1140HI | 14 | AJ | 14 | GATE VALVE,IRON BODY,100 SWP 150 WOG,BRONZE TRIM,OS & Y,FLANGED ENDS | 43998.79 | 939.2 | 15 | 14 | 62 | 0 |  |  |  | 084738294535 | 08473829453 | https://www.hammondvalve.com/wp-content/uploads/spec-sheets/ir1140hi_14-24.pdf | https://www.hammondvalve.com/wp-content/uploads/ioms/IronGateGlobeCheckIOM.pdf |  | 02/15/19
IBI722 | 1140HI1600S | S | 1140 | 1140HI | 16 | AJ | 16 | GATE VALVE,IRON BODY,100 SWP 150 WOG,BRONZE TRIM,OS & Y,FLANGED ENDS | 66283.3 | 0 | 16 | 16 | 71 | 1 |  |  |  | 084738294795 | 08473829479 | https://www.hammondvalve.com/wp-content/uploads/spec-sheets/ir1140hi_14-24.pdf | https://www.hammondvalve.com/wp-content/uploads/ioms/IronGateGlobeCheckIOM.pdf |  | 02/18/19
IBI722 | 1140HI1800S | S | 1140 | 1140HI | 18 | AJ | 18 | GATE VALVE,IRON BODY,100 SWP 150 WOG,BRONZE TRIM,OS & Y,FLANGED ENDS | 85262.73 | 1706.3 | 17 | 18 | 75 | 0 |  |  |  | 084738294542 | 08473829454 | https://www.hammondvalve.com/wp-content/uploads/spec-sheets/ir1140hi_14-24.pdf | https://www.hammondvalve.com/wp-content/uploads/ioms/IronGateGlobeCheckIOM.pdf |  | 02/15/19
IBI722 | 1140HI2000 |  | 1140 | 1140HI | 20 | AJ | 20 | GATE VALVE,IRON BODY,100 SWP 150 WOG,BRONZE TRIM,OS & Y,FLANGED ENDS | 118818.16 | 2121 | 18 | 20 | 87 | 1 |  |  |  | 084738117322 | 08473811732 | https://www.hammondvalve.com/wp-content/uploads/spec-sheets/ir1140hi_14-24.pdf | https://www.hammondvalve.com/wp-content/uploads/ioms/IronGateGlobeCheckIOM.pdf |  | 01/01/04
IBI722 | 1140HI2000S | S | 1140 | 1140HI | 20 | AJ | 20 | GATE VALVE,IRON BODY,100 SWP 150 WOG,BRONZE TRIM,OS & Y,FLANGED ENDS | 118818.16 | 0 | 18 | 20 | 87 | 1 |  |  |  | 084738294801 | 08473829480 | https://www.hammondvalve.com/wp-content/uploads/spec-sheets/ir1140hi_14-24.pdf | https://www.hammondvalve.com/wp-content/uploads/ioms/IronGateGlobeCheckIOM.pdf |  | 02/18/19
IBI722 | 1140HI2400S | S | 1140 | 1140HI | 24 | AJ | 24 | GATE VALVE,IRON BODY,100 SWP 150 WOG,BRONZE TRIM,OS & Y,FLANGED ENDS | 176364.31 | 0 | 20 | 24 | 100 | 1 |  |  |  | 084738294818 | 08473829481 | https://www.hammondvalve.com/wp-content/uploads/spec-sheets/ir1140hi_14-24.pdf | https://www.hammondvalve.com/wp-content/uploads/ioms/IronGateGlobeCheckIOM.pdf |  | 02/18/19
IBI722 | 1140UL0212 |  | 1140 | 1140UL | 2 1/2 | AI | 2.5 | GATE VALVE,IRON BODY,175 WOG,OS & Y,FLANGED ENDS,UL/FM | 2111.3 | 49.528 | 7.5 | 2.5 | 16 | 1 |  |  |  | 084738124948 | 08473812494 | https://www.hammondvalve.com/wp-content/uploads/spec-sheets/ir1140ul.pdf | https://www.hammondvalve.com/wp-content/uploads/ioms/IronGateGlobeCheckIOM.pdf |  | 01/01/04
IBI722 | 1140UL0300 |  | 1140 | 1140UL | 3 | AI | 3 | GATE VALVE,IRON BODY,175 WOG,OS & Y,FLANGED ENDS,UL/FM | 2507.11 | 59 | 8 | 3 | 18.5 | 1 |  |  |  | 084738113690 | 08473811369 | https://www.hammondvalve.com/wp-content/uploads/spec-sheets/ir1140ul.pdf | https://www.hammondvalve.com/wp-content/uploads/ioms/IronGateGlobeCheckIOM.pdf |  | 01/01/04
IBI722 | 1140UL0400 |  | 1140 | 1140UL | 4 | AI | 4 | GATE VALVE,IRON BODY,175 WOG,OS & Y,FLANGED ENDS,UL/FM | 3030.55 | 104 | 9 | 4 | 22.25 | 1 |  |  |  | 084738113706 | 08473811370 | https://www.hammondvalve.com/wp-content/uploads/spec-sheets/ir1140ul.pdf | https://www.hammondvalve.com/wp-content/uploads/ioms/IronGateGlobeCheckIOM.pdf |  | 01/01/04
IBI722 | 1140UL0600S | S | 1140 | 1140UL | 6 | AI | 6 | GATE VALVE,IRON BODY,175 WOG,OS & Y,FLANGED ENDS,UL/FM | 4701.9 | 0 | 10.5 | 6 | 30.5 | 1 |  |  |  | 084738294825 | 08473829482 | https://www.hammondvalve.com/wp-content/uploads/spec-sheets/ir1140ul.pdf | https://www.hammondvalve.com/wp-content/uploads/ioms/IronGateGlobeCheckIOM.pdf |  | 02/18/19
IBI722 | 1140UL0800S | S | 1140 | 1140UL | 8 | AI | 8 | GATE VALVE,IRON BODY,175 WOG,OS & Y,FLANGED ENDS,UL/FM | 8145.94 | 0 | 11.5 | 8 | 38.38 | 1 |  |  |  | 084738294832 | 08473829483 | https://www.hammondvalve.com/wp-content/uploads/spec-sheets/ir1140ul.pdf | https://www.hammondvalve.com/wp-content/uploads/ioms/IronGateGlobeCheckIOM.pdf |  | 02/18/19
IBI722 | 1144HI0200 |  | 1144 | 1144HI | 2 | AJ | 2 | GATE VALVE,IRON BODY,125 SWP 200 WOG,ALL IRON,NON-RISING STEM,BOLTED BONNET,FLANGED ENDS | 2776.83 | 36 | 7 | 2 | 12.25 | 1 |  |  |  | 084738125037 | 08473812503 | https://www.hammondvalve.com/wp-content/uploads/spec-sheets/ir1144hi.pdf | https://www.hammondvalve.com/wp-content/uploads/ioms/IronGateGlobeCheckIOM.pdf |  | 01/01/04
IBI722 | 1144HI0212 |  | 1144 | 1144HI | 2 1/2 | AJ | 2.5 | GATE VALVE,IRON BODY,125 SWP 200 WOG,ALL IRON,NON-RISING STEM,BOLTED BONNET,FLANGED ENDS | 3075.93 | 53 | 7.5 | 2.5 | 13.25 | 1 |  |  |  | 084738125044 | 08473812504 | https://www.hammondvalve.com/wp-content/uploads/spec-sheets/ir1144hi.pdf | https://www.hammondvalve.com/wp-content/uploads/ioms/IronGateGlobeCheckIOM.pdf |  | 01/01/04
IBI722 | 1144HI0300 |  | 1144 | 1144HI | 3 | AJ | 3 | GATE VALVE,IRON BODY,125 SWP 200 WOG,ALL IRON,NON-RISING STEM,BOLTED BONNET,FLANGED ENDS | 3323.8 | 61 | 8 | 3 | 15 | 1 |  |  |  | 084738125051 | 08473812505 | https://www.hammondvalve.com/wp-content/uploads/spec-sheets/ir1144hi.pdf | https://www.hammondvalve.com/wp-content/uploads/ioms/IronGateGlobeCheckIOM.pdf |  | 01/01/04
IBI722 | 1144HI0400 |  | 1144 | 1144HI | 4 | AJ | 4 | GATE VALVE,IRON BODY,125 SWP 200 WOG,ALL IRON,NON-RISING STEM,BOLTED BONNET,FLANGED ENDS | 4637.35 | 96 | 9 | 4 | 17.75 | 1 |  |  |  | 084738125068 | 08473812506 | https://www.hammondvalve.com/wp-content/uploads/spec-sheets/ir1144hi.pdf | https://www.hammondvalve.com/wp-content/uploads/ioms/IronGateGlobeCheckIOM.pdf |  | 01/01/04
IBI722 | 1144HI0500 |  | 1144 | 1144HI | 5 | AJ | 5 | GATE VALVE,IRON BODY,125 SWP 200 WOG,ALL IRON,NON-RISING STEM,BOLTED BONNET,FLANGED ENDS | 7806.82 | 130.38 | 10 | 5 | 20.13 | 1 |  |  |  | 084738125075 | 08473812507 | https://www.hammondvalve.com/wp-content/uploads/spec-sheets/ir1144hi.pdf | https://www.hammondvalve.com/wp-content/uploads/ioms/IronGateGlobeCheckIOM.pdf |  | 01/01/04
IBI722 | 1144HI0500S | S | 1144 | 1144HI | 5 | AJ | 5 | GATE VALVE,IRON BODY,125 SWP 200 WOG,ALL IRON,NON-RISING STEM,BOLTED BONNET,FLANGED ENDS | 7806.82 | 0 | 10 | 5 | 20.13 | 1 |  |  |  | 084738294849 | 08473829484 | https://www.hammondvalve.com/wp-content/uploads/spec-sheets/ir1144hi.pdf | https://www.hammondvalve.com/wp-content/uploads/ioms/IronGateGlobeCheckIOM.pdf |  | 02/18/19
IBI722 | 1144HI0600S | S | 1144 | 1144HI | 6 | AJ | 6 | GATE VALVE,IRON BODY,125 SWP 200 WOG,ALL IRON,NON-RISING STEM,BOLTED BONNET,FLANGED ENDS | 7806.82 | 0 | 10.5 | 6 | 23.13 | 1 |  |  |  | 084738294856 | 08473829485 | https://www.hammondvalve.com/wp-content/uploads/spec-sheets/ir1144hi.pdf | https://www.hammondvalve.com/wp-content/uploads/ioms/IronGateGlobeCheckIOM.pdf |  | 02/18/19
IBI722 | 1144HI0800S | S | 1144 | 1144HI | 8 | AJ | 8 | GATE VALVE,IRON BODY,125 SWP 200 WOG,ALL IRON,NON-RISING STEM,BOLTED BONNET,FLANGED ENDS | 14103.74 | 0 | 11.5 | 8 | 27.75 | 1 |  |  |  | 084738294863 | 08473829486 | https://www.hammondvalve.com/wp-content/uploads/spec-sheets/ir1144hi.pdf | https://www.hammondvalve.com/wp-content/uploads/ioms/IronGateGlobeCheckIOM.pdf |  | 02/18/19
IBI722 | 1144HI1000S | S | 1144 | 1144HI | 10 | AJ | 10 | GATE VALVE,IRON BODY,125 SWP 200 WOG,ALL IRON,NON-RISING STEM,BOLTED BONNET,FLANGED ENDS | 26463.77 | 0 | 13 | 10 | 32.31 | 1 |  |  |  | 084738294870 | 08473829487 | https://www.hammondvalve.com/wp-content/uploads/spec-sheets/ir1144hi.pdf | https://www.hammondvalve.com/wp-content/uploads/ioms/IronGateGlobeCheckIOM.pdf |  | 02/18/19
IBI722 | 1144HI1200S | S | 1144 | 1144HI | 12 | AJ | 12 | GATE VALVE,IRON BODY,125 SWP 200 WOG,ALL IRON,NON-RISING STEM,BOLTED BONNET,FLANGED ENDS | 36406.98 | 0 | 14 | 12 | 37.38 | 1 |  |  |  | 084738294887 | 08473829488 | https://www.hammondvalve.com/wp-content/uploads/spec-sheets/ir1144hi.pdf | https://www.hammondvalve.com/wp-content/uploads/ioms/IronGateGlobeCheckIOM.pdf |  | 02/18/19
IBI722 | 1146HI0200 |  | 1146 | 1146HI | 2 | AJ | 2 | GATE VALVE,IRON BODY,125 SWP 200 WOG,IRON TRIM,FLANGED ENDS,OS & Y | 2767.37 | 37.82 | 7 | 2 | 15 | 1 |  |  |  | 084738110149 | 08473811014 | https://www.hammondvalve.com/wp-content/uploads/spec-sheets/ir1146hi_2-12.pdf | https://www.hammondvalve.com/wp-content/uploads/ioms/IronGateGlobeCheckIOM.pdf |  | 01/01/04
IBI722 | 1146HI0212 |  | 1146 | 1146HI | 2 1/2 | AJ | 2.5 | GATE VALVE,IRON BODY,125 SWP 200 WOG,IRON TRIM,FLANGED ENDS,OS & Y | 3071.33 | 51.71 | 7.5 | 2.5 | 16.88 | 1 |  |  |  | 084738115236 | 08473811523 | https://www.hammondvalve.com/wp-content/uploads/spec-sheets/ir1146hi_2-12.pdf | https://www.hammondvalve.com/wp-content/uploads/ioms/IronGateGlobeCheckIOM.pdf |  | 01/01/04
IBI722 | 1146HI0300 |  | 1146 | 1146HI | 3 | AJ | 3 | GATE VALVE,IRON BODY,125 SWP 200 WOG,IRON TRIM,FLANGED ENDS,OS & Y | 3281.69 | 60.718 | 8 | 3 | 18.75 | 1 |  |  |  | 084738110163 | 08473811016 | https://www.hammondvalve.com/wp-content/uploads/spec-sheets/ir1146hi_2-12.pdf | https://www.hammondvalve.com/wp-content/uploads/ioms/IronGateGlobeCheckIOM.pdf |  | 01/01/04
IBI722 | 1146HI0400 |  | 1146 | 1146HI | 4 | AJ | 4 | GATE VALVE,IRON BODY,125 SWP 200 WOG,IRON TRIM,FLANGED ENDS,OS & Y | 4567.2 | 107 | 9 | 4 | 22.75 | 1 |  |  |  | 084738125129 | 08473812512 | https://www.hammondvalve.com/wp-content/uploads/spec-sheets/ir1146hi_2-12.pdf | https://www.hammondvalve.com/wp-content/uploads/ioms/IronGateGlobeCheckIOM.pdf |  | 01/01/04
IBI722 | 1146HI0500S | S | 1146 | 1146HI | 5 | AJ | 5 | GATE VALVE,IRON BODY,125 SWP 200 WOG,IRON TRIM,FLANGED ENDS,OS & Y | 7652.61 | 0 | 10 | 5 | 27.13 | 1 |  |  |  | 084738294894 | 08473829489 | https://www.hammondvalve.com/wp-content/uploads/spec-sheets/ir1146hi_2-12.pdf | https://www.hammondvalve.com/wp-content/uploads/ioms/IronGateGlobeCheckIOM.pdf |  | 02/18/19
IBI722 | 1146HI0600S | S | 1146 | 1146HI | 6 | AJ | 6 | GATE VALVE,IRON BODY,125 SWP 200 WOG,IRON TRIM,FLANGED ENDS,OS & Y | 7652.61 | 0 | 10.5 | 6 | 30.13 | 1 |  |  |  | 084738294900 | 08473829490 | https://www.hammondvalve.com/wp-content/uploads/spec-sheets/ir1146hi_2-12.pdf | https://www.hammondvalve.com/wp-content/uploads/ioms/IronGateGlobeCheckIOM.pdf |  | 02/18/19
IBI722 | 1146HI0800S | S | 1146 | 1146HI | 8 | AJ | 8 | GATE VALVE,IRON BODY,125 SWP 200 WOG,IRON TRIM,FLANGED ENDS,OS & Y | 14047.63 | 0 | 11.5 | 8 | 40.13 | 1 |  |  |  | 084738294917 | 08473829491 | https://www.hammondvalve.com/wp-content/uploads/spec-sheets/ir1146hi_2-12.pdf | https://www.hammondvalve.com/wp-content/uploads/ioms/IronGateGlobeCheckIOM.pdf |  | 02/18/19
IBI722 | 1146HI1000S | S | 1146 | 1146HI | 10 | AJ | 10 | GATE VALVE,IRON BODY,125 SWP 200 WOG,IRON TRIM,FLANGED ENDS,OS & Y | 29268.65 | 0 | 13 | 10 | 48.25 | 1 |  |  |  | 084738294924 | 08473829492 | https://www.hammondvalve.com/wp-content/uploads/spec-sheets/ir1146hi_2-12.pdf | https://www.hammondvalve.com/wp-content/uploads/ioms/IronGateGlobeCheckIOM.pdf |  | 02/18/19
IBI722 | 1146HI1200S | S | 1146 | 1146HI | 12 | AJ | 12 | GATE VALVE,IRON BODY,125 SWP 200 WOG,IRON TRIM,FLANGED ENDS,OS & Y | 38819.14 | 0 | 14 | 12 | 56.88 | 1 |  |  |  | 084738294931 | 08473829493 | https://www.hammondvalve.com/wp-content/uploads/spec-sheets/ir1146hi_2-12.pdf | https://www.hammondvalve.com/wp-content/uploads/ioms/IronGateGlobeCheckIOM.pdf |  | 02/18/19
IBI722 | 118 - 100 |  | 118 | 118 | 1 | 10 | 1 | GATE VALVE,BRONZE BODY,175 WOG,OS&Y,SOLID WEDGE DISC,THREADED BONNET,THREADED ENDS | 955.36 | 3.88 | 2.5 | 1 | 6.5 | 1 |  |  |  | 697988182776 | 69798818277 | https://www.milwaukeevalve.com/wp-content/uploads/spec-sheets/118FP.pdf | https://www.milwaukeevalve.com/wp-content/uploads/BronzeGateGlobeCheckIOM.pdf? |  | 01/01/04
IBI722 | 118 - 112 |  | 118 | 118 | 1 1/2 | 10 | 1.5 | GATE VALVE,BRONZE BODY,175 WOG,OS&Y,SOLID WEDGE DISC,THREADED BONNET,THREADED ENDS | 1487.14 | 6.36 | 2.86 | 1.5 | 8 | 1 |  |  |  | 697988182783 | 69798818278 | https://www.milwaukeevalve.com/wp-content/uploads/spec-sheets/118FP.pdf | https://www.milwaukeevalve.com/wp-content/uploads/BronzeGateGlobeCheckIOM.pdf? |  | 01/01/04
IBI722 | 118 - 114 |  | 118 | 118 | 1 1/4 | 10 | 1.25 | GATE VALVE,BRONZE BODY,175 WOG,OS&Y,SOLID WEDGE DISC,THREADED BONNET,THREADED ENDS | 1105.89 | 6.28 | 2.75 | 1.25 | 7.63 | 1 |  |  |  | 697988182790 | 69798818279 | https://www.milwaukeevalve.com/wp-content/uploads/spec-sheets/118FP.pdf | https://www.milwaukeevalve.com/wp-content/uploads/BronzeGateGlobeCheckIOM.pdf? |  | 01/01/04
IBI722 | 118 - 200 |  | 118 | 118 | 2 | 10 | 2 | GATE VALVE,BRONZE BODY,175 WOG,OS&Y,SOLID WEDGE DISC,THREADED BONNET,THREADED ENDS | 1830.59 | 9.62 | 3.13 | 2 | 9 | 1 |  |  |  | 697988182806 | 69798818280 | https://www.milwaukeevalve.com/wp-content/uploads/spec-sheets/118FP.pdf | https://www.milwaukeevalve.com/wp-content/uploads/BronzeGateGlobeCheckIOM.pdf? |  | 01/01/04
IBI722 | 1913HI0200 |  | 1913 | 1913HI | 2 | AJ | 2 | GATE PULP & PAPER MILL VALVE,3% NICKEL IRON BODY,SS TRIM,OS & Y,BOLTED BONNET,FLANGED ENDS | 3800.6 | 38 | 7 | 2 | 17 | 1 |  |  |  | 084738125242 | 08473812524 | https://www.hammondvalve.com/wp-content/uploads/spec-sheets/ir1913-hi.pdf | https://www.hammondvalve.com/wp-content/uploads/ioms/IronGateGlobeCheckIOM.pdf |  | 01/01/04
IBI722 | 1913HI0212 |  | 1913 | 1913HI | 2 1/2 | AJ | 2.5 | GATE PULP & PAPER MILL VALVE,3% NICKEL IRON BODY,SS TRIM,OS & Y,BOLTED BONNET,FLANGED ENDS | 4815 | 51.88 | 7.5 | 2.5 | 17.25 | 1 |  |  |  | 084738125259 | 08473812525 | https://www.hammondvalve.com/wp-content/uploads/spec-sheets/ir1913-hi.pdf | https://www.hammondvalve.com/wp-content/uploads/ioms/IronGateGlobeCheckIOM.pdf |  | 01/01/04
IBI722 | 1913HI0300 |  | 1913 | 1913HI | 3 | AJ | 3 | GATE PULP & PAPER MILL VALVE,3% NICKEL IRON BODY,SS TRIM,OS & Y,BOLTED BONNET,FLANGED ENDS | 4815 | 61.5 | 8 | 3 | 19.5 | 1 |  |  |  | 084738125266 | 08473812526 | https://www.hammondvalve.com/wp-content/uploads/spec-sheets/ir1913-hi.pdf | https://www.hammondvalve.com/wp-content/uploads/ioms/IronGateGlobeCheckIOM.pdf |  | 01/01/04
IBI722 | 1913HI0400 |  | 1913 | 1913HI | 4 | AJ | 4 | GATE PULP & PAPER MILL VALVE,3% NICKEL IRON BODY,SS TRIM,OS & Y,BOLTED BONNET,FLANGED ENDS | 6750.31 | 111 | 9 | 4 | 24 | 1 |  |  |  | 084738125273 | 08473812527 | https://www.hammondvalve.com/wp-content/uploads/spec-sheets/ir1913-hi.pdf | https://www.hammondvalve.com/wp-content/uploads/ioms/IronGateGlobeCheckIOM.pdf |  | 01/01/04
IBI722 | 1913HI0500S | S | 1913 | 1913HI | 5 | AJ | 5 | GATE PULP & PAPER MILL VALVE,3% NICKEL IRON BODY,SS TRIM,OS & Y,BOLTED BONNET,FLANGED ENDS | 9910.5 | 0 | 10.5 | 6 | 31 | 1 |  |  |  | 084738294948 | 08473829494 | https://www.hammondvalve.com/wp-content/uploads/spec-sheets/ir1913-hi.pdf | https://www.hammondvalve.com/wp-content/uploads/ioms/IronGateGlobeCheckIOM.pdf |  | 02/18/19
IBI722 | 1913HI0600S | S | 1913 | 1913HI | 6 | AJ | 6 | GATE PULP & PAPER MILL VALVE,3% NICKEL IRON BODY,SS TRIM,OS & Y,BOLTED BONNET,FLANGED ENDS | 9910.5 | 0 | 10.5 | 6 | 31 | 1 |  |  |  | 084738294955 | 08473829495 | https://www.hammondvalve.com/wp-content/uploads/spec-sheets/ir1913-hi.pdf | https://www.hammondvalve.com/wp-content/uploads/ioms/IronGateGlobeCheckIOM.pdf |  | 02/18/19
IBI722 | 1913HI0800S | S | 1913 | 1913HI | 8 | AJ | 8 | GATE PULP & PAPER MILL VALVE,3% NICKEL IRON BODY,SS TRIM,OS & Y,BOLTED BONNET,FLANGED ENDS | 16464.41 | 0 | 11.5 | 8 | 40.25 | 1 |  |  |  | 084738294962 | 08473829496 | https://www.hammondvalve.com/wp-content/uploads/spec-sheets/ir1913-hi.pdf | https://www.hammondvalve.com/wp-content/uploads/ioms/IronGateGlobeCheckIOM.pdf |  | 02/18/19
IBI722 | 1913HI1000S | S | 1913 | 1913HI | 10 | AJ | 10 | GATE PULP & PAPER MILL VALVE,3% NICKEL IRON BODY,SS TRIM,OS & Y,BOLTED BONNET,FLANGED ENDS | 24902.44 | 0 | 13 | 10 | 48.25 | 1 |  |  |  | 084738294979 | 08473829497 | https://www.hammondvalve.com/wp-content/uploads/spec-sheets/ir1913-hi.pdf | https://www.hammondvalve.com/wp-content/uploads/ioms/IronGateGlobeCheckIOM.pdf |  | 02/18/19
IBI722 | 1913HI1200 |  | 1913 | 1913HI | 12 | AJ | 12 | GATE PULP & PAPER MILL VALVE,3% NICKEL IRON BODY,SS TRIM,OS & Y,BOLTED BONNET,FLANGED ENDS | 35444 | 652 | 14 | 12 | 56.88 | 1 |  |  |  | 084738125310 | 08473812531 | https://www.hammondvalve.com/wp-content/uploads/spec-sheets/ir1913-hi.pdf | https://www.hammondvalve.com/wp-content/uploads/ioms/IronGateGlobeCheckIOM.pdf |  | 01/01/04
IBI722 | 1913HI1200S | S | 1913 | 1913HI | 12 | AJ | 12 | GATE PULP & PAPER MILL VALVE,3% NICKEL IRON BODY,SS TRIM,OS & Y,BOLTED BONNET,FLANGED ENDS | 35444 | 0 | 14 | 12 | 56.88 | 1 |  |  |  | 084738294986 | 08473829498 | https://www.hammondvalve.com/wp-content/uploads/spec-sheets/ir1913-hi.pdf | https://www.hammondvalve.com/wp-content/uploads/ioms/IronGateGlobeCheckIOM.pdf |  | 02/18/19
IBI722 | 1937HI0200 |  | 1937 | 1937HI | 2 | 87 | 2 | CHECK VALVE,3% NICKEL IRON BODY,125 SWP 200 WOG,SS TRIM,BOLTED CAP,FLANGED ENDS | 3181.55 | 26.92 | 8 | 2 | 3.94 | 1 |  |  |  | 084738125402 | 08473812540 | https://www.hammondvalve.com/wp-content/uploads/spec-sheets/ir1937hi.pdf | https://www.hammondvalve.com/wp-content/uploads/ioms/IronGateGlobeCheckIOM.pdf |  | 01/01/04
IBI722 | 1937HI0212 |  | 1937 | 1937HI | 2 1/2 | 87 | 2.5 | CHECK VALVE,3% NICKEL IRON BODY,125 SWP 200 WOG,SS TRIM,BOLTED CAP,FLANGED ENDS | 3812.01 | 37.63 | 8.5 | 2.5 | 4.5 | 1 |  |  |  | 084738125419 | 08473812541 | https://www.hammondvalve.com/wp-content/uploads/spec-sheets/ir1937hi.pdf | https://www.hammondvalve.com/wp-content/uploads/ioms/IronGateGlobeCheckIOM.pdf |  | 01/01/04
IBI722 | 1937HI0300 |  | 1937 | 1937HI | 3 | 87 | 3 | CHECK VALVE,3% NICKEL IRON BODY,125 SWP 200 WOG,SS TRIM,BOLTED CAP,FLANGED ENDS | 4246.95 | 47 | 9.5 | 3 | 5.13 | 1 |  |  |  | 084738125426 | 08473812542 | https://www.hammondvalve.com/wp-content/uploads/spec-sheets/ir1937hi.pdf | https://www.hammondvalve.com/wp-content/uploads/ioms/IronGateGlobeCheckIOM.pdf |  | 01/01/04
IBI722 | 1937HI0400 |  | 1937 | 1937HI | 4 | 87 | 4 | CHECK VALVE,3% NICKEL IRON BODY,125 SWP 200 WOG,SS TRIM,BOLTED CAP,FLANGED ENDS | 5141.34 | 81 | 11.5 | 4 | 6.13 | 1 |  |  |  | 084738116967 | 08473811696 | https://www.hammondvalve.com/wp-content/uploads/spec-sheets/ir1937hi.pdf | https://www.hammondvalve.com/wp-content/uploads/ioms/IronGateGlobeCheckIOM.pdf |  | 01/01/04
IBI722 | 1937HI0500 |  | 1937 | 1937HI | 5 | 87 | 5 | CHECK VALVE,3% NICKEL IRON BODY,125 SWP 200 WOG,SS TRIM,BOLTED CAP,FLANGED ENDS | 8870.26 | 110 | 14 | 6 | 8 | 1 |  |  |  | 084738125433 | 08473812543 | https://www.hammondvalve.com/wp-content/uploads/spec-sheets/ir1937hi.pdf | https://www.hammondvalve.com/wp-content/uploads/ioms/IronGateGlobeCheckIOM.pdf |  | 01/01/04
IBI722 | 1937HI0600 |  | 1937 | 1937HI | 6 | 87 | 6 | CHECK VALVE,3% NICKEL IRON BODY,125 SWP 200 WOG,SS TRIM,BOLTED CAP,FLANGED ENDS | 8870.26 | 158 | 14 | 6 | 8 | 1 |  |  |  | 084738125440 | 08473812544 | https://www.hammondvalve.com/wp-content/uploads/spec-sheets/ir1937hi.pdf | https://www.hammondvalve.com/wp-content/uploads/ioms/IronGateGlobeCheckIOM.pdf |  | 01/01/04
IBI722 | 1937HI0800 |  | 1937 | 1937HI | 8 | 87 | 8 | CHECK VALVE,3% NICKEL IRON BODY,125 SWP 200 WOG,SS TRIM,BOLTED CAP,FLANGED ENDS | 17007.41 | 267 | 19.5 | 8 | 9.44 | 1 |  |  |  | 084738125457 | 08473812545 | https://www.hammondvalve.com/wp-content/uploads/spec-sheets/ir1937hi.pdf | https://www.hammondvalve.com/wp-content/uploads/ioms/IronGateGlobeCheckIOM.pdf |  | 01/01/04
IBI722 | 1937HI1000 |  | 1937 | 1937HI | 10 | 87 | 10 | CHECK VALVE,3% NICKEL IRON BODY,125 SWP 200 WOG,SS TRIM,BOLTED CAP,FLANGED ENDS | 27813.01 | 411 | 10 | 24.5 | 12.06 | 1 |  |  |  | 084738125464 | 08473812546 | https://www.hammondvalve.com/wp-content/uploads/spec-sheets/ir1937hi.pdf | https://www.hammondvalve.com/wp-content/uploads/ioms/IronGateGlobeCheckIOM.pdf |  | 01/01/04
IBI722 | 1937HI1200 |  | 1937 | 1937HI | 12 | 87 | 12 | CHECK VALVE,3% NICKEL IRON BODY,125 SWP 200 WOG,SS TRIM,BOLTED CAP,FLANGED ENDS | 45069.73 | 525 | 27.5 | 12 | 16.13 | 1 |  |  |  | 084738125471 | 08473812547 | https://www.hammondvalve.com/wp-content/uploads/spec-sheets/ir1937hi.pdf | https://www.hammondvalve.com/wp-content/uploads/ioms/IronGateGlobeCheckIOM.pdf |  | 01/01/04
IBI722 | 2882M SQ- 200 |  | 2882 | 2882MSQ | 2 | 82 | 2 | NUT,SQUARE OPERATING 2882M 2"-2.5" | 178.54 | 2.14 | 0 | 0 | 0 | 1 |  |  |  | 697988551923 | 69798855192 | https://www.milwaukeevalve.com/wp-content/uploads/spec-sheets/F2882M_2-12.pdf | https://www.milwaukeevalve.com/wp-content/uploads/ioms/IronGateGlobeCheckIOM.pdf |  | 01/01/04
IBI722 | 2882M SQ- 300 |  | 2882 | 2882MSQ | 3 | 82 | 3 | NUT,SQUARE OPERATING 2882M 3" | 178.54 | 2.16 | 0 | 0 | 0 | 1 |  |  |  | 697988551930 | 69798855193 | https://www.milwaukeevalve.com/wp-content/uploads/spec-sheets/F2882M_2-12.pdf | https://www.milwaukeevalve.com/wp-content/uploads/ioms/IronGateGlobeCheckIOM.pdf |  | 01/01/04
IBI722 | 2882M SQ- 400 |  | 2882 | 2882MSQ | 4 | 82 | 4 | NUT,SQUARE OPERATING 2882M 4" | 178.54 | 2.52 | 0 | 0 | 0 | 1 |  |  |  | 697988551947 | 69798855194 | https://www.milwaukeevalve.com/wp-content/uploads/spec-sheets/F2882M_2-12.pdf | https://www.milwaukeevalve.com/wp-content/uploads/ioms/IronGateGlobeCheckIOM.pdf |  | 01/01/04
IBI722 | 2882M SQ- 500 |  | 2882 | 2882MSQ | 5 | 82 | 5 | NUT,SQUARE OPERATING 2882M 5" | 178.54 | 2.22 | 0 | 0 | 0 | 1 |  |  |  | 697988681965 | 69798868196 | https://www.milwaukeevalve.com/wp-content/uploads/spec-sheets/F2882M_2-12.pdf | https://www.milwaukeevalve.com/wp-content/uploads/ioms/IronGateGlobeCheckIOM.pdf |  | 01/01/04
IBI722 | 2882M SQ- 600S | S | 2882M | 2882MSQS | 6 | 82 | 6 | NUT,SQUARE OPERATING 2882M 6" | 178.54 | 2.2 | 0 | 0 | 0 | 1 |  |  |  | 697988743793 | 69798874379 | https://www.milwaukeevalve.com/wp-content/uploads/spec-sheets/F2882M_2-12.pdf | https://www.milwaukeevalve.com/wp-content/uploads/ioms/IronGateGlobeCheckIOM.pdf |  | 02/15/19
IBI722 | 2882M SQ- 800 |  | 2882 | 2882MSQ | 8 | 82 | 8 | NUT,SQUARE OPERATING 2882M 8" | 178.54 | 1.94 | 0 | 0 | 0 | 1 |  |  |  | 697988551961 | 69798855196 | https://www.milwaukeevalve.com/wp-content/uploads/spec-sheets/F2882M_2-12.pdf | https://www.milwaukeevalve.com/wp-content/uploads/ioms/IronGateGlobeCheckIOM.pdf |  | 01/01/04
IBI722 | 2882M SQ- 800S | S | 2882 | 2882MSQ | 8 | 82 | 8 | NUT,SQUARE OPERATING 2882M 8" | 178.54 | 1.74 | 0 | 0 | 0 | 1 |  |  |  | 697988743809 | 69798874380 | https://www.milwaukeevalve.com/wp-content/uploads/spec-sheets/F2882M_2-12.pdf | https://www.milwaukeevalve.com/wp-content/uploads/ioms/IronGateGlobeCheckIOM.pdf |  | 02/15/19
IBI722 | 2882M SQ-1000S | S | 2882 | 2882MSQ | 10 | 82 | 10 | NUT,SQUARE OPERATING 2882M 10" | 215.4 | 1.8 | 0 | 0 | 0 | 1 |  |  |  | 697988732926 | 69798873292 | https://www.milwaukeevalve.com/wp-content/uploads/spec-sheets/F2882M_2-12.pdf | https://www.milwaukeevalve.com/wp-content/uploads/ioms/IronGateGlobeCheckIOM.pdf |  | 02/15/19
IBI722 | 2882M SQ-1200 |  | 2882 | 2882MSQ | 12 | 82 | 12 | NUT,SQUARE OPERATING 2882M 12" | 215.4 | 1.84 | 0 | 0 | 0 | 1 |  |  |  | 697988487666 | 69798848766 | https://www.milwaukeevalve.com/wp-content/uploads/spec-sheets/F2882M_2-12.pdf | https://www.milwaukeevalve.com/wp-content/uploads/ioms/IronGateGlobeCheckIOM.pdf |  | 01/01/04
IBI722 | 2882-MRW-1000 |  | 2882-MRW | 2882-MRW | 10 | DN | 10 | GATE VALVE,DI BODY,300 CWP,NRS,RESILIENT WEDGE,FLANGED ENDS,HANDWHEEL,NSF-61 | 9687.99 | 256 | 13 | 16 | 32.06 | 0 |  |  |  | 697988746039 | 69798874603 | https://www.milwaukeevalve.com/wp-content/uploads/f2882mrwf2882mrwsq_.pdf?b616d6&b616d6 |  |  | 02/18/21
IBI722 | 2882-MRW-1200 |  | 2882-MRW | 2882-MRW | 12 | DN | 12 | GATE VALVE,DI BODY,300 CWP,NRS,RESILIENT WEDGE,FLANGED ENDS,HANDWHEEL,NSF-61 | 16170.13 | 399.04 | 14 | 19 | 36.9 | 0 |  |  |  | 697988746046 | 69798874604 | https://www.milwaukeevalve.com/wp-content/uploads/f2882mrwf2882mrwsq_.pdf?b616d6&b616d6 |  |  | 02/18/21
IBI722 | 2882-MRW-1400 |  | 2882-MRW | 2882-MRW | 14 | DN | 14 | GATE VALVE,DI BODY,300 CWP,NRS,RESILIENT WEDGE,FLANGED ENDS,HANDWHEEL,NSF-61 | 32116.31 | 620 | 15 | 21 | 42.55 | 0 |  |  |  | 697988746053 | 69798874605 | https://www.milwaukeevalve.com/wp-content/uploads/f2882mrwf2882mrwsq_.pdf?b616d6&b616d6 |  |  | 02/18/21
IBI722 | 2882-MRW-1600 |  | 2882-MRW | 2882-MRW | 16 | DN | 16 | GATE VALVE,DI BODY,300 CWP,NRS,RESILIENT WEDGE,FLANGED ENDS,HANDWHEEL,NSF-61 | 41419.6 | 816 | 16 | 23.5 | 46.24 | 0 |  |  |  | 697988746060 | 69798874606 | https://www.milwaukeevalve.com/wp-content/uploads/f2882mrwf2882mrwsq_.pdf?b616d6&b616d6 |  |  | 02/18/21
IBI722 | 2882-MRW-200 |  | 2882-MRW | 2882-MRW | 2 | DN | 2 | GATE VALVE,DI BODY,300 CWP,NRS,RESILIENT WEDGE,FLANGED ENDS,HANDWHEEL,NSF-61 | 2006.59 | 22.05 | 7 | 6 | 13.2 | 1 |  |  |  | 697988746077 | 69798874607 | https://www.milwaukeevalve.com/wp-content/uploads/f2882mrwf2882mrwsq_.pdf?b616d6&b616d6 |  |  | 02/18/21
IBI722 | 2882-MRW-212 |  | 2882-MRW | 2882-MRW | 2 1/2 | DN | 2.5 | GATE VALVE,DI BODY,300 CWP,NRS,RESILIENT WEDGE,FLANGED ENDS,HANDWHEEL,NSF-61 | 2086.06 | 29 | 7.5 | 7 | 14.64 | 1 |  |  |  | 697988745988 | 69798874598 | https://www.milwaukeevalve.com/wp-content/uploads/f2882mrwf2882mrwsq_.pdf?b616d6&b616d6 |  |  | 02/18/21
IBI722 | 2882-MRW-300 |  | 2882-MRW | 2882-MRW | 3 | DN | 3 | GATE VALVE,DI BODY,300 CWP,NRS,RESILIENT WEDGE,FLANGED ENDS,HANDWHEEL,NSF-61 | 2293.77 | 35.27 | 8 | 7.5 | 16.27 | 1 |  |  |  | 697988745995 | 69798874599 | https://www.milwaukeevalve.com/wp-content/uploads/f2882mrwf2882mrwsq_.pdf?b616d6&b616d6 |  |  | 02/18/21
IBI722 | 2882-MRW-400 |  | 2882-MRW | 2882-MRW | 4 | DN | 4 | GATE VALVE,DI BODY,300 CWP,NRS,RESILIENT WEDGE,FLANGED ENDS,HANDWHEEL,NSF-61 | 2324.48 | 75 | 9 | 9 | 17.89 | 1 |  |  |  | 697988746008 | 69798874600 | https://www.milwaukeevalve.com/wp-content/uploads/f2882mrwf2882mrwsq_.pdf?b616d6&b616d6 |  |  | 02/18/21
IBI722 | 2882-MRW-600 |  | 2882-MRW | 2882-MRW | 6 | DN | 6 | GATE VALVE,DI BODY,300 CWP,NRS,RESILIENT WEDGE,FLANGED ENDS,HANDWHEEL,NSF-61 | 3637.51 | 105 | 10.5 | 11 | 22.67 | 1 |  |  |  | 697988746015 | 69798874601 | https://www.milwaukeevalve.com/wp-content/uploads/f2882mrwf2882mrwsq_.pdf?b616d6&b616d6 |  |  | 02/18/21
IBI722 | 2882-MRW-800 |  | 2882-MRW | 2882-MRW | 8 | DN | 8 | GATE VALVE,DI BODY,300 CWP,NRS,RESILIENT WEDGE,FLANGED ENDS,HANDWHEEL,NSF-61 | 6086.61 | 163.14 | 11.5 | 13.5 | 27.42 | 1 |  |  |  | 697988746022 | 69798874602 | https://www.milwaukeevalve.com/wp-content/uploads/f2882mrwf2882mrwsq_.pdf?b616d6&b616d6 |  |  | 02/18/21
IBI722 | 2882-MRWSQ-1000 |  | 2882-MRWSQ | 2882-MRWSQ | 10 | DN | 10 | GATE VALVE,DI BODY,300 CWP,NRS,RESILIENT WEDGE,FLANGED ENDS,SQ NUT,NSF-61 | 9687.99 | 256 | 13 | 16 | 32.06 | 0 |  |  |  | 697988746206 | 69798874620 | https://www.milwaukeevalve.com/wp-content/uploads/f2882mrwf2882mrwsq_.pdf?b616d6&b616d6 |  |  | 02/26/21
IBI722 | 2882-MRWSQ-1200 |  | 2882-MRWSQ | 2882-MRWSQ | 12 | DN | 12 | GATE VALVE,DI BODY,300 CWP,NRS,RESILIENT WEDGE,FLANGED ENDS,SQ NUT,NSF-61 | 16170.13 | 399 | 14 | 19 | 36.9 | 0 |  |  |  | 697988746213 | 69798874621 | https://www.milwaukeevalve.com/wp-content/uploads/f2882mrwf2882mrwsq_.pdf?b616d6&b616d6 |  |  | 02/26/21
IBI722 | 2882-MRWSQ-1400 |  | 2882-MRWSQ | 2882-MRWSQ | 14 | DN | 14 | GATE VALVE,DI BODY,300 CWP,NRS,RESILIENT WEDGE,FLANGED ENDS,SQ NUT,NSF-61 | 32116.31 | 620 | 15 | 21 | 42.55 | 0 |  |  |  | 697988746220 | 69798874622 | https://www.milwaukeevalve.com/wp-content/uploads/f2882mrwf2882mrwsq_.pdf?b616d6&b616d6 |  |  | 02/26/21
IBI722 | 2882-MRWSQ-1600 |  | 2882-MRWSQ | 2882-MRWSQ | 16 | DN | 16 | GATE VALVE,DI BODY,300 CWP,NRS,RESILIENT WEDGE,FLANGED ENDS,SQ NUT,NSF-61 | 41419.6 | 816 | 16 | 23.5 | 46.24 | 0 |  |  |  | 697988746237 | 69798874623 | https://www.milwaukeevalve.com/wp-content/uploads/f2882mrwf2882mrwsq_.pdf?b616d6&b616d6 |  |  | 02/26/21
IBI722 | 2882-MRWSQ-200 |  | 2882-MRWSQ | 2882-MRWSQ | 2 | DN | 2 | GATE VALVE,DI BODY,300 CWP,NRS,RESILIENT WEDGE,FLANGED ENDS,SQ NUT,NSF-61 | 2006.59 | 22 | 7 | 6 | 13.2 | 1 |  |  |  | 697988746145 | 69798874614 | https://www.milwaukeevalve.com/wp-content/uploads/f2882mrwf2882mrwsq_.pdf?b616d6&b616d6 |  |  | 02/26/21
IBI722 | 2882-MRWSQ-212 |  | 2882-MRWSQ | 2882-MRWSQ | 2 1/2 | DN | 2.5 | GATE VALVE,DI BODY,300 CWP,NRS,RESILIENT WEDGE,FLANGED ENDS,SQ NUT,NSF-61 | 2086.06 | 29 | 7.5 | 7 | 14.64 | 0 |  |  |  | 697988746152 | 69798874615 | https://www.milwaukeevalve.com/wp-content/uploads/f2882mrwf2882mrwsq_.pdf?b616d6&b616d6 |  |  | 02/26/21
IBI722 | 2882-MRWSQ-300 |  | 2882-MRWSQ | 2882-MRWSQ | 3 | DN | 3 | GATE VALVE,DI BODY,300 CWP,NRS,RESILIENT WEDGE,FLANGED ENDS,SQ NUT,NSF-61 | 2293.77 | 35 | 8 | 7.5 | 16.27 | 0 |  |  |  | 697988746169 | 69798874616 | https://www.milwaukeevalve.com/wp-content/uploads/f2882mrwf2882mrwsq_.pdf?b616d6&b616d6 |  |  | 02/26/21
IBI722 | 2882-MRWSQ-400 |  | 2882-MRWSQ | 2882-MRWSQ | 4 | DN | 4 | GATE VALVE,DI BODY,300 CWP,NRS,RESILIENT WEDGE,FLANGED ENDS,SQ NUT,NSF-61 | 2324.48 | 75 | 9 | 9 | 17.89 | 0 |  |  |  | 697988746176 | 69798874617 | https://www.milwaukeevalve.com/wp-content/uploads/f2882mrwf2882mrwsq_.pdf?b616d6&b616d6 |  |  | 02/26/21
IBI722 | 2882-MRWSQ-600 |  | 2882-MRWSQ | 2882-MRWSQ | 6 | DN | 6 | GATE VALVE,DI BODY,300 CWP,NRS,RESILIENT WEDGE,FLANGED ENDS,SQ NUT,NSF-61 | 3637.51 | 105 | 10.5 | 11 | 22.67 | 0 |  |  |  | 697988746183 | 69798874618 | https://www.milwaukeevalve.com/wp-content/uploads/f2882mrwf2882mrwsq_.pdf?b616d6&b616d6 |  |  | 02/26/21
IBI722 | 2882-MRWSQ-800 |  | 2882-MRWSQ | 2882-MRWSQ | 8 | DN | 8 | GATE VALVE,DI BODY,300 CWP,NRS,RESILIENT WEDGE,FLANGED ENDS,SQ NUT,NSF-61 | 6086.61 | 163 | 11.5 | 13.5 | 27.42 | 0 |  |  |  | 697988746190 | 69798874619 | https://www.milwaukeevalve.com/wp-content/uploads/f2882mrwf2882mrwsq_.pdf?b616d6&b616d6 |  |  | 02/26/21
IBI722 | 2885MK05- 200 |  | 2885 | 2885MK05200 | 2 | 82 | 2 | HANDWHEEL KIT 2" 2885 | 205.7 | 3.82 | 7 | 0 | 0 | 1 |  |  |  | 697988651234 | 69798865123 | https://www.milwaukeevalve.com/wp-content/uploads/spec-sheets/F2882M26_2-12.pdf | https://www.milwaukeevalve.com/wp-content/uploads/ioms/IronGateGlobeCheckIOM.pdf |  | 01/01/04
IBI722 | 2885MK05- 212 |  | 2885 | 2885MK05212 | 2 1/2 | 82 | 2.5 | HANDWHEEL KIT 2 1/2" 2885 | 256.01 | 4.14 | 7 | 0 | 0 | 1 |  |  |  | 697988599246 | 69798859924 | https://www.milwaukeevalve.com/wp-content/uploads/spec-sheets/F2882M26_2-12.pdf | https://www.milwaukeevalve.com/wp-content/uploads/ioms/IronGateGlobeCheckIOM.pdf |  | 01/01/04
IBI722 | 2885MK05- 300 |  | 2885 | 2885MK05300 | 3 | 82 | 3 | HANDWHEEL KIT 3" 2885 | 278.89 | 4.5 | 8 | 0 | 0 | 1 |  |  |  | 697988651241 | 69798865124 | https://www.milwaukeevalve.com/wp-content/uploads/spec-sheets/F2882M26_2-12.pdf | https://www.milwaukeevalve.com/wp-content/uploads/ioms/IronGateGlobeCheckIOM.pdf |  | 01/01/04
IBI722 | 2885MK05- 400 |  | 2885 | 2885MK05400 | 4 | 82 | 4 | HANDWHEEL KIT 4" 2885 | 301.65 | 7.76 | 10 | 0 | 0 | 1 |  |  |  | 697988651258 | 69798865125 | https://www.milwaukeevalve.com/wp-content/uploads/spec-sheets/F2882M26_2-12.pdf | https://www.milwaukeevalve.com/wp-content/uploads/ioms/IronGateGlobeCheckIOM.pdf |  | 01/01/04
IBI722 | 2885MK05- 500 |  | 2885 | 2885MK05500 | 5 | 82 | 5 | HANDWHEEL KIT 5" 2885 | 324.54 | 11 | 12 | 0 | 0 | 1 |  |  |  | 697988651265 | 69798865126 | https://www.milwaukeevalve.com/wp-content/uploads/spec-sheets/F2882M26_2-12.pdf | https://www.milwaukeevalve.com/wp-content/uploads/ioms/IronGateGlobeCheckIOM.pdf |  | 01/01/04
IBI722 | 2885MK05- 600S |  | 2885 | 2885MK05600S | 6 | 82 | 6 | HANDWHEEL KIT 6" 2885 | 351.98 | 11.84 | 12 | 0 | 0 | 1 |  |  |  | 697988744035 | 69798874403 | https://www.milwaukeevalve.com/wp-content/uploads/spec-sheets/F2882M26_2-12.pdf | https://www.milwaukeevalve.com/wp-content/uploads/ioms/IronGateGlobeCheckIOM.pdf |  | 02/15/19
IBI722 | 2885MK05- 800S |  | 2885 | 2885MK05800S | 8 | 82 | 8 | HANDWHEEL KIT 8" 2885 | 393.17 | 12.78 | 14 | 0 | 0 | 1 |  |  |  | 697988743182 | 69798874318 | https://www.milwaukeevalve.com/wp-content/uploads/spec-sheets/F2882M26_2-12.pdf | https://www.milwaukeevalve.com/wp-content/uploads/ioms/IronGateGlobeCheckIOM.pdf |  | 02/15/19
IBI722 | 2885MK05-1000S |  | 2885 | 2885MK051000S | 10 | 82 | 10 | HANDWHEEL KIT 10" 2885 | 429.72 | 0 | 16 | 0 | 0 | 1 |  |  |  | 697988759046 | 69798875904 | https://www.milwaukeevalve.com/wp-content/uploads/spec-sheets/F2882M26_2-12.pdf | https://www.milwaukeevalve.com/wp-content/uploads/ioms/IronGateGlobeCheckIOM.pdf |  | 02/15/19
IBI722 | 2885MK05-1200 |  | 2885 | 2885MK051200 | 12 | 82 | 12 | HANDWHEEL KIT 12" 2885 | 489.09 | 25.96 | 18 | 0 | 0 | 1 |  |  |  | 697988651326 | 69798865132 | https://www.milwaukeevalve.com/wp-content/uploads/spec-sheets/F2882M26_2-12.pdf | https://www.milwaukeevalve.com/wp-content/uploads/ioms/IronGateGlobeCheckIOM.pdf |  | 01/01/04
IBI722 | 2885-MRW-1000 |  | 2885-MRW | 2885-MRW | 10 | DN | 10 | GATE VALVE,DI BODY,300 CWP,OS&Y,RESILIENT WEDGE,BOLTED BONNET,FLANGED ENDS,NSF-61 | 9662.32 | 374 | 13 | 16 | 52.65 | 1 |  |  |  | 697988745827 | 69798874582 | https://www.milwaukeevalve.com/wp-content/uploads/f2885mrw.pdf?b616d6&b616d6 |  |  | 02/15/21
IBI722 | 2885-MRW-1200 |  | 2885-MRW | 2885-MRW | 12 | DN | 12 | GATE VALVE,DI BODY,300 CWP,OS&Y,RESILIENT WEDGE,BOLTED BONNET,FLANGED ENDS,NSF-61 | 14187.33 | 493 | 14 | 19 | 61.47 | 0 |  |  |  | 697988745834 | 69798874583 | https://www.milwaukeevalve.com/wp-content/uploads/f2885mrw.pdf?b616d6&b616d6 |  |  | 02/15/21
IBI722 | 2885-MRW-1400 |  | 2885-MRW | 2885-MRW | 14 | DN | 14 | GATE VALVE,DI BODY,300 CWP,OS&Y,RESILIENT WEDGE,BOLTED BONNET,FLANGED ENDS,NSF-61 | 29150.98 | 620 | 15 | 21 | 72.25 | 0 |  |  |  | 697988745841 | 69798874584 | https://www.milwaukeevalve.com/wp-content/uploads/f2885mrw.pdf?b616d6&b616d6 |  |  | 02/15/21
IBI722 | 2885-MRW-1600 |  | 2885-MRW | 2885-MRW | 16 | DN | 16 | GATE VALVE,DI BODY,300 CWP,OS&Y,RESILIENT WEDGE,BOLTED BONNET,FLANGED ENDS,NSF-61 | 38640.23 | 816 | 16 | 23.5 | 78.59 | 0 |  |  |  | 697988745858 | 69798874585 | https://www.milwaukeevalve.com/wp-content/uploads/f2885mrw.pdf?b616d6&b616d6 |  |  | 02/15/21
IBI722 | 2885-MRW-212 |  | 2885-MRW | 2885-MRW | 2 1/2 | DN | 2.5 | GATE VALVE,DI BODY,300 CWP,OS&Y,RESILIENT WEDGE,BOLTED BONNET,FLANGED ENDS,NSF-61 | 1701.17 | 39 | 7.5 | 7 | 20.48 | 0 |  |  |  | 697988745773 | 69798874577 | https://www.milwaukeevalve.com/wp-content/uploads/f2885mrw.pdf?b616d6&b616d6 |  |  | 02/15/21
IBI722 | 2885-MRW-300 |  | 2885-MRW | 2885-MRW | 3 | DN | 3 | GATE VALVE,DI BODY,300 CWP,OS&Y,RESILIENT WEDGE,BOLTED BONNET,FLANGED ENDS,NSF-61 | 2205.28 | 44.09 | 8 | 7.5 | 22.2 | 1 |  |  |  | 697988745780 | 69798874578 | https://www.milwaukeevalve.com/wp-content/uploads/f2885mrw.pdf?b616d6&b616d6 |  |  | 02/15/21
IBI722 | 2885-MRW-400 |  | 2885-MRW | 2885-MRW | 4 | DN | 4 | GATE VALVE,DI BODY,300 CWP,OS&Y,RESILIENT WEDGE,BOLTED BONNET,FLANGED ENDS,NSF-61 | 2262.43 | 72.75 | 9 | 9 | 25.73 | 1 |  |  |  | 697988745797 | 69798874579 | https://www.milwaukeevalve.com/wp-content/uploads/f2885mrw.pdf?b616d6&b616d6 |  |  | 02/15/21
IBI722 | 2885-MRW-600 |  | 2885-MRW | 2885-MRW | 6 | DN | 6 | GATE VALVE,DI BODY,300 CWP,OS&Y,RESILIENT WEDGE,BOLTED BONNET,FLANGED ENDS,NSF-61 | 3660.62 | 117 | 10.5 | 11 | 33.7 | 1 |  |  |  | 697988745803 | 69798874580 | https://www.milwaukeevalve.com/wp-content/uploads/f2885mrw.pdf?b616d6&b616d6 |  |  | 02/15/21
IBI722 | 2885-MRW-800 |  | 2885-MRW | 2885-MRW | 8 | DN | 8 | GATE VALVE,DI BODY,300 CWP,OS&Y,RESILIENT WEDGE,BOLTED BONNET,FLANGED ENDS,NSF-61 | 5663.79 | 198.42 | 11.5 | 13.5 | 43.03 | 1 |  |  |  | 697988745810 | 69798874581 | https://www.milwaukeevalve.com/wp-content/uploads/f2885mrw.pdf?b616d6&b616d6 |  |  | 02/15/21
IBI722 | 2885-MRWB-1000 |  | 2885-MRWB | 2885-MRWB | 10 | DN | 10 | GATE VALVE,DI BODY,300 CWP,OS&Y,RESILIENT WEDGE,BOLTED BONNET,FLANGED ENDS,NSF-61,NO TAP | 10606.28 | 374 | 13 | 16 | 52.65 | 0 |  |  |  | 697988746305 | 69798874630 | https://www.milwaukeevalve.com/wp-content/uploads/f2885mrw.pdf?b616d6&b616d6 |  |  | 03/01/21
IBI722 | 2885-MRWB-1200 |  | 2885-MRWB | 2885-MRWB | 12 | DN | 12 | GATE VALVE,DI BODY,300 CWP,OS&Y,RESILIENT WEDGE,BOLTED BONNET,FLANGED ENDS,NSF-61,NO TAP | 15559.05 | 493 | 14 | 19 | 61.47 | 0 |  |  |  | 697988746312 | 69798874631 | https://www.milwaukeevalve.com/wp-content/uploads/f2885mrw.pdf?b616d6&b616d6 |  |  | 03/01/21
IBI722 | 2885-MRWB-1400 |  | 2885-MRWB | 2885-MRWB | 14 | DN | 14 | GATE VALVE,DI BODY,300 CWP,OS&Y,RESILIENT WEDGE,BOLTED BONNET,FLANGED ENDS,NSF-61,NO TAP | 25070.54 | 620 | 15 | 21 | 72.25 | 0 |  |  |  | 697988746329 | 69798874632 | https://www.milwaukeevalve.com/wp-content/uploads/f2885mrw.pdf?b616d6&b616d6 |  |  | 03/01/21
IBI722 | 2885-MRWB-1600 |  | 2885-MRWB | 2885-MRWB | 16 | DN | 16 | GATE VALVE,DI BODY,300 CWP,OS&Y,RESILIENT WEDGE,BOLTED BONNET,FLANGED ENDS,NSF-61,NO TAP | 38757.81 | 816 | 16 | 23.5 | 78.59 | 0 |  |  |  | 697988746336 | 69798874633 | https://www.milwaukeevalve.com/wp-content/uploads/f2885mrw.pdf?b616d6&b616d6 |  |  | 03/01/21
IBI722 | 2885-MRWB-212 |  | 2885-MRWB | 2885-MRWB | 2 1/2 | DN | 2.5 | GATE VALVE,DI BODY,300 CWP,OS&Y,RESILIENT WEDGE,BOLTED BONNET,FLANGED ENDS,NSF-61,NO TAP | 1886.1 | 39 | 7.5 | 7 | 20.48 | 0 |  |  |  | 697988746251 | 69798874625 | https://www.milwaukeevalve.com/wp-content/uploads/f2885mrw.pdf?b616d6&b616d6 |  |  | 03/01/21
IBI722 | 2885-MRWB-300 |  | 2885-MRWB | 2885-MRWB | 3 | DN | 3 | GATE VALVE,DI BODY,300 CWP,OS&Y,RESILIENT WEDGE,BOLTED BONNET,FLANGED ENDS,NSF-61,NO TAP | 2200.7 | 44 | 8 | 7.5 | 22.2 | 0 |  |  |  | 697988746268 | 69798874626 | https://www.milwaukeevalve.com/wp-content/uploads/f2885mrw.pdf?b616d6&b616d6 |  |  | 03/01/21
IBI722 | 2885-MRWB-400 |  | 2885-MRWB | 2885-MRWB | 4 | DN | 4 | GATE VALVE,DI BODY,300 CWP,OS&Y,RESILIENT WEDGE,BOLTED BONNET,FLANGED ENDS,NSF-61,NO TAP | 2566.16 | 72 | 9 | 9 | 25.73 | 0 |  |  |  | 697988746275 | 69798874627 | https://www.milwaukeevalve.com/wp-content/uploads/f2885mrw.pdf?b616d6&b616d6 |  |  | 03/01/21
IBI722 | 2885-MRWB-600 |  | 2885-MRWB | 2885-MRWB | 6 | DN | 6 | GATE VALVE,DI BODY,300 CWP,OS&Y,RESILIENT WEDGE,BOLTED BONNET,FLANGED ENDS,NSF-61,NO TAP | 4028 | 117 | 10.5 | 11 | 33.7 | 0 |  |  |  | 697988746282 | 69798874628 | https://www.milwaukeevalve.com/wp-content/uploads/f2885mrw.pdf?b616d6&b616d6 |  |  | 03/01/21
IBI722 | 2885-MRWB-800 |  | 2885-MRWB | 2885-MRWB | 8 | DN | 8 | GATE VALVE,DI BODY,300 CWP,OS&Y,RESILIENT WEDGE,BOLTED BONNET,FLANGED ENDS,NSF-61,NO TAP | 6233.48 | 198 | 11.5 | 13.5 | 43.03 | 0 |  |  |  | 697988746299 | 69798874629 | https://www.milwaukeevalve.com/wp-content/uploads/f2885mrw.pdf?b616d6&b616d6 |  |  | 03/01/21
IBI722 | 2974-DIS- 200 |  | 2974 | 2974DIS | 2 | 82 | 2 | DISC KIT 2974 2" | 213.15 | 1.2 | 0 | 0 | 0 | 1 |  |  |  | 697988551978 | 69798855197 |  |  |  | 01/01/04
IBI722 | 2974-DIS- 212 |  | 2974 | 2974DIS | 2 1/2 | 82 | 2.5 | DISC KIT 2974 2-1/2" | 308.37 | 1.72 | 0 | 0 | 0 | 1 |  |  |  | 697988551985 | 69798855198 |  |  |  | 01/01/04
IBI722 | 2974-DIS- 300 |  | 2974 | 2974DIS | 3 | 82 | 3 | DISC KIT 2974 3" | 421.7 | 2.28 | 0 | 0 | 0 | 1 |  |  |  | 697988551992 | 69798855199 |  |  |  | 01/01/04
IBI722 | 2974-DIS- 400 |  | 2974 | 2974DIS | 4 | 82 | 4 | DISC KIT 2974 4" | 598.62 | 4.9 | 0 | 0 | 0 | 1 |  |  |  | 697988552005 | 69798855200 |  |  |  | 01/01/04
IBI722 | 2974-DIS- 500 |  | 2974 | 2974DIS | 5 | 82 | 5 | DISC KIT 2974 5" | 870.68 | 6.76 | 0 | 0 | 0 | 1 |  |  |  | 697988552012 | 69798855201 |  |  |  | 01/01/04
IBI722 | 2974-DIS- 600 |  | 2974 | 2974DIS | 6 | 82 | 6 | DISC KIT 2974 6" | 1410.2 | 11.56 | 0 | 0 | 0 | 1 |  |  |  | 697988552029 | 69798855202 |  |  |  | 01/01/04
IBI722 | 2974-DIS- 800 |  | 2974 | 2974DIS | 8 | 82 | 8 | DISC KIT 2974 8" | 2075.84 | 17.22 | 0 | 0 | 0 | 1 |  |  |  | 697988552036 | 69798855203 |  |  |  | 01/01/04
IBI722 | 2974-DIS-1000 |  | 2974 | 2974DIS | 10 | 82 | 10 | DISC KIT 2974 10" | 3156.04 | 27 | 0 | 0 | 0 | 1 |  |  |  | 697988552043 | 69798855204 |  |  |  | 01/01/04
IBI722 | 2974-DIS-1200 |  | 2974 | 2974DIS | 12 | 82 | 12 | DISC KIT 2974 12" | 3618.56 | 39.11 | 0 | 0 | 0 | 1 |  |  |  | 697988552050 | 69798855205 |  |  |  | 01/01/04
IBI722 | 2974-HGR- 200 |  | 2974 | 2974HGR | 2 | 82 | 2 | HANGER KIT 2974 2" | 181.99 | 0.76 | 0 | 0 | 0 | 1 |  |  |  | 697988552067 | 69798855206 |  |  |  | 01/01/04
IBI722 | 2974-HGR- 212 |  | 2974 | 2974HGR | 2 1/2 | 82 | 2.5 | HANGER KIT 2974 2-1/2" | 194.96 | 1.02 | 0 | 0 | 0 | 1 |  |  |  | 697988552074 | 69798855207 |  |  |  | 01/01/04
IBI722 | 2974-HGR- 300 |  | 2974 | 2974HGR | 3 | 82 | 3 | HANGER KIT 2974 3" | 208.6 | 1.38 | 0 | 0 | 0 | 1 |  |  |  | 697988552081 | 69798855208 |  |  |  | 01/01/04
IBI722 | 2974-HGR- 400 |  | 2974 | 2974HGR | 4 | 82 | 4 | HANGER KIT 2974 4" | 285.67 | 2.34 | 0 | 0 | 0 | 1 |  |  |  | 697988552098 | 69798855209 |  |  |  | 01/01/04
IBI722 | 2974-HGR- 500 |  | 2974 | 2974HGR | 5 | 82 | 5 | HANGER KIT 2974 5" | 403.52 | 3.42 | 0 | 0 | 0 | 1 |  |  |  | 697988552104 | 69798855210 |  |  |  | 01/01/04
IBI722 | 2974-HGR- 600 |  | 2974 | 2974HGR | 6 | 82 | 6 | HANGER KIT 2974 6" | 494.28 | 5.64 | 0 | 0 | 0 | 1 |  |  |  | 697988552111 | 69798855211 |  |  |  | 01/01/04
IBI722 | 2974-HGR- 800 |  | 2974 | 2974HGR | 8 | 82 | 8 | HANGER KIT 2974 8" | 598.62 | 6.16 | 0 | 0 | 0 | 1 |  |  |  | 697988552128 | 69798855212 |  |  |  | 01/01/04
IBI722 | 2974-HGR-1000 |  | 2974 | 2974HGR | 10 | 82 | 10 | HANGER KIT 2974 10" | 789.02 | 9.28 | 0 | 0 | 0 | 1 |  |  |  | 697988552135 | 69798855213 |  |  |  | 01/01/04
IBI722 | 2974-HGR-1200 |  | 2974 | 2974HGR | 12 | 82 | 12 | HANGER KIT 2974 12" | 1056.54 | 16.6 | 0 | 0 | 0 | 1 |  |  |  | 697988552142 | 69798855214 |  |  |  | 01/01/04
IBI722 | 2974-RPR- 200 |  | 2974 | 2974RPR | 2 | 82 | 2 | REPAIR KIT 2974 2" | 402.96 | 2.38 | 0 | 0 | 0 | 1 |  |  |  | 697988552159 | 69798855215 |  |  |  | 01/01/04
IBI722 | 2974-RPR- 212 |  | 2974 | 2974RPR | 2 1/2 | 82 | 2.5 | REPAIR KIT 2974 2 1/2" | 514.19 | 2.42 | 0 | 0 | 0 | 1 |  |  |  | 697988552166 | 69798855216 |  |  |  | 01/01/04
IBI722 | 2974-RPR- 300 |  | 2974 | 2974RPR | 3 | 82 | 3 | REPAIR KIT 2974 3" | 643.83 | 3.72 | 0 | 0 | 0 | 1 |  |  |  | 697988552173 | 69798855217 |  |  |  | 01/01/04
IBI722 | 2974-RPR- 400 |  | 2974 | 2974RPR | 4 | 82 | 4 | REPAIR KIT 2974 4" | 903.27 | 6.08 | 0 | 0 | 0 | 1 |  |  |  | 697988552180 | 69798855218 |  |  |  | 01/01/04
IBI722 | 2974-RPR- 500 |  | 2974 | 2974RPR | 5 | 82 | 5 | REPAIR KIT 2974 5" | 1301.53 | 8.4 | 0 | 0 | 0 | 1 |  |  |  | 697988552197 | 69798855219 |  |  |  | 01/01/04
IBI722 | 2974-RPR- 600 |  | 2974 | 2974RPR | 6 | 82 | 6 | REPAIR KIT 2974 6" | 1945.45 | 13.52 | 0 | 0 | 0 | 1 |  |  |  | 697988552203 | 69798855220 |  |  |  | 01/01/04
IBI722 | 2974-RPR- 800 |  | 2974 | 2974RPR | 8 | 82 | 8 | REPAIR KIT 2974 8" | 2751.43 | 22.84 | 0 | 0 | 0 | 1 |  |  |  | 697988552210 | 69798855221 |  |  |  | 01/01/04
IBI722 | 2974-RPR-1000 |  | 2974 | 2974RPR | 10 | 82 | 10 | REPAIR KIT 2974 10" | 4029.91 | 33.6 | 0 | 0 | 0 | 1 |  |  |  | 697988552227 | 69798855222 |  |  |  | 01/01/04
IBI722 | 2974-RPR-1200 |  | 2974 | 2974RPR | 12 | 82 | 12 | REPAIR KIT 2974 12" | 4775.61 | 49.64 | 0 | 0 | 0 | 1 |  |  |  | 697988552234 | 69798855223 |  |  |  | 01/01/04
IBI722 | 509Y - 12 |  | 509Y | 509Y | 1/2 | 3Y | 0.5 | HORIZONTAL SWING CHECK,BRONZE BODY,125 SWP,200 WOG,Y PATTERN,THREADED ENDS | 264.12 | 0.88 | 0.55 | 2.13 | 0.25 | 10 | 6 | 6 | 3.25 | 697988635913 | 69798863591 | https://www.milwaukeevalve.com/wp-content/uploads/spec-sheets/509Y.pdf | https://www.milwaukeevalve.com/wp-content/uploads/BronzeGateGlobeCheckIOM.pdf? |  | 12/07/10
IBI722 | 509Y - 14 |  | 509Y | 509Y | 1/4 | 3Y | 0.25 | HORIZONTAL SWING CHECK,BRONZE BODY,125 SWP,200 WOG,Y PATTERN,THREADED ENDS | 264.12 | 0.6 | 0.55 | 0.25 | 1.44 | 10 | 9.125 | 3.9375 | 2.0625 | 697988635920 | 69798863592 | https://www.milwaukeevalve.com/wp-content/uploads/spec-sheets/509Y.pdf | https://www.milwaukeevalve.com/wp-content/uploads/BronzeGateGlobeCheckIOM.pdf? |  | 12/07/10
IBI722 | 509Y - 34 |  | 509Y | 509Y | 3/4 | 3Y | 0.75 | HORIZONTAL SWING CHECK,BRONZE BODY,125 SWP,200 WOG,Y PATTERN,THREADED ENDS | 311.67 | 1.22 | 0.85 | 2.63 | 0.75 | 6 | 6 | 6 | 3.25 | 697988636224 | 69798863622 | https://www.milwaukeevalve.com/wp-content/uploads/spec-sheets/509Y.pdf | https://www.milwaukeevalve.com/wp-content/uploads/BronzeGateGlobeCheckIOM.pdf? |  | 12/07/10
IBI722 | 509Y - 38 |  | 509Y | 509Y | 3/8 | 3Y | 0.375 | HORIZONTAL SWING CHECK,BRONZE BODY,125 SWP,200 WOG,Y PATTERN,THREADED ENDS | 264.12 | 0.56 | 2.13 | 0.375 | 1.44 | 10 | 9.125 | 3.9375 | 2.0625 | 697988636217 | 69798863621 | https://www.milwaukeevalve.com/wp-content/uploads/spec-sheets/509Y.pdf | https://www.milwaukeevalve.com/wp-content/uploads/BronzeGateGlobeCheckIOM.pdf? |  | 12/07/10
IBI722 | 509Y - 100 |  | 509Y | 509Y | 1 | 3Y | 1 | HORIZONTAL SWING CHECK,BRONZE BODY,125 SWP,200 WOG,Y PATTERN,THREADED ENDS | 417.31 | 2.16 | 3.25 | 1 | 2 | 6 | 8.5 | 8.5 | 4.125 | 697988636231 | 69798863623 | https://www.milwaukeevalve.com/wp-content/uploads/spec-sheets/509Y.pdf | https://www.milwaukeevalve.com/wp-content/uploads/BronzeGateGlobeCheckIOM.pdf? |  | 12/07/10
IBI722 | 509Y - 112 |  | 509Y | 509Y | 1 1/2 | 3Y | 1.5 | HORIZONTAL SWING CHECK,BRONZE BODY,125 SWP,200 WOG,Y PATTERN,THREADED ENDS | 697.26 | 4.12 | 4 | 0 | 2.38 | 4 | 9 | 8 | 3 | 697988636262 | 69798863626 | https://www.milwaukeevalve.com/wp-content/uploads/spec-sheets/509Y.pdf | https://www.milwaukeevalve.com/wp-content/uploads/BronzeGateGlobeCheckIOM.pdf? |  | 12/07/10
IBI722 | 509Y - 114 |  | 509Y | 509Y | 1 1/4 | 3Y | 1.25 | HORIZONTAL SWING CHECK,BRONZE BODY,125 SWP,200 WOG,Y PATTERN,THREADED ENDS | 581.04 | 3.12 | 3.56 | 1.25 | 2.13 | 4 | 8.5 | 8.5 | 4.125 | 697988636255 | 69798863625 | https://www.milwaukeevalve.com/wp-content/uploads/spec-sheets/509Y.pdf | https://www.milwaukeevalve.com/wp-content/uploads/BronzeGateGlobeCheckIOM.pdf? |  | 12/07/10
IBI722 | 509Y - 200 |  | 509Y | 509Y | 2 | 3Y | 2 | HORIZONTAL SWING CHECK,BRONZE BODY,125 SWP,200 WOG,Y PATTERN,THREADED ENDS | 1008.98 | 7.36 | 4.75 | 2 | 2.81 | 2 | 9 | 6 | 3 | 697988636279 | 69798863627 | https://www.milwaukeevalve.com/wp-content/uploads/spec-sheets/509Y.pdf | https://www.milwaukeevalve.com/wp-content/uploads/BronzeGateGlobeCheckIOM.pdf? |  | 12/07/10
IBI722 | 509Y - 212 |  | 509Y | 509Y | 2 1/2 | 3Y | 2.5 | HORIZONTAL SWING CHECK,BRONZE BODY,125 SWP,200 WOG,Y PATTERN,THREADED ENDS | 2379.69 | 10.4 | 6 | 2.5 | 3.63 | 1 | 10.25 | 7.375 | 4.0625 | 697988641327 | 69798864132 | https://www.milwaukeevalve.com/wp-content/uploads/spec-sheets/509Y.pdf | https://www.milwaukeevalve.com/wp-content/uploads/BronzeGateGlobeCheckIOM.pdf? |  | 08/23/11
IBI722 | 509Y - 300 |  | 509Y | 509Y | 3 | 3Y | 3 | HORIZONTAL SWING CHECK,BRONZE BODY,125 SWP,200 WOG,Y PATTERN,THREADED ENDS | 3461.38 | 14.88 | 6.88 | 3 | 4.19 | 1 | 10.25 | 7.375 | 4.0625 | 697988641341 | 69798864134 | https://www.milwaukeevalve.com/wp-content/uploads/spec-sheets/509Y.pdf | https://www.milwaukeevalve.com/wp-content/uploads/BronzeGateGlobeCheckIOM.pdf? |  | 08/23/11
IBI722 | 509Y-P2 - 012 |  | 509 | 509YP2 | 1/2 | 3Y | 0.5 | HORIZONTAL SWING CHECK,BRONZE BODY,125 SWP,200 WOG,Y PATTERN,PRESS ENDS | 284.27 | 0 | 0.55 | 2.13 | 0.25 | 0 |  |  |  | 697988733299 | 69798873329 | https://www.milwaukeevalve.com/wp-content/uploads/spec-sheets/509y_p2.pdf | https://www.milwaukeevalve.com/wp-content/uploads/BronzeGateGlobeCheckIOM.pdf? | https://www.hammondvalve.com/wp-content/uploads/ioms/UltraPressIOM.pdf | 12/16/19
IBI722 | 509Y-P2 - 034 |  | 509 | 509YP2 | 3/4 | 3Y | 0.75 | HORIZONTAL SWING CHECK,BRONZE BODY,125 SWP,200 WOG,Y PATTERN,PRESS ENDS | 343.74 | 0 | 0.85 | 2.63 | 0.75 | 0 |  |  |  | 697988733305 | 69798873330 | https://www.milwaukeevalve.com/wp-content/uploads/spec-sheets/509y_p2.pdf | https://www.milwaukeevalve.com/wp-content/uploads/BronzeGateGlobeCheckIOM.pdf? | https://www.hammondvalve.com/wp-content/uploads/ioms/UltraPressIOM.pdf | 12/16/19
IBI722 | 509Y-P2 - 100 |  | 509 | 509YP2 | 1 | 3Y | 1 | HORIZONTAL SWING CHECK,BRONZE BODY,125 SWP,200 WOG,Y PATTERN,PRESS ENDS | 487.27 | 2.82 | 3.25 | 1 | 2 | 0 |  |  |  | 697988733312 | 69798873331 | https://www.milwaukeevalve.com/wp-content/uploads/spec-sheets/509y_p2.pdf | https://www.milwaukeevalve.com/wp-content/uploads/BronzeGateGlobeCheckIOM.pdf? | https://www.hammondvalve.com/wp-content/uploads/ioms/UltraPressIOM.pdf | 12/16/19
IBI722 | 509Y-P2 - 112 |  | 509 | 509YP2 | 1 1/2 | 3Y | 1.5 | HORIZONTAL SWING CHECK,BRONZE BODY,125 SWP,200 WOG,Y PATTERN,PRESS ENDS | 854.95 | 0 | 4 | 0 | 2.38 | 0 |  |  |  | 697988733336 | 69798873333 | https://www.milwaukeevalve.com/wp-content/uploads/spec-sheets/509y_p2.pdf | https://www.milwaukeevalve.com/wp-content/uploads/BronzeGateGlobeCheckIOM.pdf? | https://www.hammondvalve.com/wp-content/uploads/ioms/UltraPressIOM.pdf | 12/16/19
IBI722 | 509Y-P2 - 114 |  | 509 | 509YP2 | 1 1/4 | 3Y | 1.25 | HORIZONTAL SWING CHECK,BRONZE BODY,125 SWP,200 WOG,Y PATTERN,PRESS ENDS | 719.37 | 0 | 3.56 | 1.25 | 2.13 | 0 |  |  |  | 697988733329 | 69798873332 | https://www.milwaukeevalve.com/wp-content/uploads/spec-sheets/509y_p2.pdf | https://www.milwaukeevalve.com/wp-content/uploads/BronzeGateGlobeCheckIOM.pdf? | https://www.hammondvalve.com/wp-content/uploads/ioms/UltraPressIOM.pdf | 12/16/19
IBI722 | 509Y-P2 - 200 |  | 509 | 509YP2 | 2 | 3Y | 2 | HORIZONTAL SWING CHECK,BRONZE BODY,125 SWP,200 WOG,Y PATTERN,PRESS ENDS | 1239.19 | 0 | 4.75 | 2 | 2.81 | 0 |  |  |  | 697988733343 | 69798873334 | https://www.milwaukeevalve.com/wp-content/uploads/spec-sheets/509y_p2.pdf | https://www.milwaukeevalve.com/wp-content/uploads/BronzeGateGlobeCheckIOM.pdf? | https://www.hammondvalve.com/wp-content/uploads/ioms/UltraPressIOM.pdf | 12/16/19
IBI722 | 515Y - 12 |  | 515Y | 515Y | 1/2 | 3Y | 0.5 | HORIZONTAL SWING CHECK,BRONZE BODY,150 SWP,300 WOG,BRONZE DISC,Y PATTERN,THREADED ENDS | 380.3 | 0.88 | 2.31 | 0.5 | 1.44 | 10 | 6 | 6 | 3.25 | 697988636316 | 69798863631 | https://www.milwaukeevalve.com/wp-content/uploads/spec-sheets/515Y.pdf | https://www.milwaukeevalve.com/wp-content/uploads/BronzeGateGlobeCheckIOM.pdf? |  | 12/10/10
IBI722 | 515Y - 14 |  | 515Y | 515Y | 1/4 | 3Y | 0.25 | HORIZONTAL SWING CHECK,BRONZE BODY,150 SWP,300 WOG,BRONZE DISC,Y PATTERN,THREADED ENDS | 380.3 | 0.6 | 2.13 | 0.25 | 1.44 | 10 | 9.125 | 3.9375 | 2.0625 | 697988636293 | 69798863629 | https://www.milwaukeevalve.com/wp-content/uploads/spec-sheets/515Y.pdf | https://www.milwaukeevalve.com/wp-content/uploads/BronzeGateGlobeCheckIOM.pdf? |  | 12/10/10
IBI722 | 515Y - 34 |  | 515Y | 515Y | 3/4 | 3Y | 0.75 | HORIZONTAL SWING CHECK,BRONZE BODY,150 SWP,300 WOG,BRONZE DISC,Y PATTERN,THREADED ENDS | 486.05 | 1.3 | 2.63 | 0.75 | 1.69 | 6 | 6 | 6 | 3.25 | 697988636323 | 69798863632 | https://www.milwaukeevalve.com/wp-content/uploads/spec-sheets/515Y.pdf | https://www.milwaukeevalve.com/wp-content/uploads/BronzeGateGlobeCheckIOM.pdf? |  | 12/10/10
IBI722 | 515Y - 38 |  | 515Y | 515Y | 3/8 | 3Y | 0.375 | HORIZONTAL SWING CHECK,BRONZE BODY,150 SWP,300 WOG,BRONZE DISC,Y PATTERN,THREADED ENDS | 380.3 | 0.56 | 2.13 | 0.375 | 1.44 | 10 | 9.125 | 3.9375 | 2.0625 | 697988636309 | 69798863630 | https://www.milwaukeevalve.com/wp-content/uploads/spec-sheets/515Y.pdf | https://www.milwaukeevalve.com/wp-content/uploads/BronzeGateGlobeCheckIOM.pdf? |  | 12/10/10
IBI722 | 515Y - 100 |  | 515Y | 515Y | 1 | 3Y | 1 | HORIZONTAL SWING CHECK,BRONZE BODY,150 SWP,300 WOG,BRONZE DISC,Y PATTERN,THREADED ENDS | 591.65 | 2.2 | 3.25 | 1 | 2 | 6 | 8.5 | 8.5 | 4.125 | 697988636330 | 69798863633 | https://www.milwaukeevalve.com/wp-content/uploads/spec-sheets/515Y.pdf | https://www.milwaukeevalve.com/wp-content/uploads/BronzeGateGlobeCheckIOM.pdf? |  | 12/10/10
IBI722 | 515Y - 112 |  | 515Y | 515Y | 1 1/2 | 3Y | 1.5 | HORIZONTAL SWING CHECK,BRONZE BODY,150 SWP,300 WOG,BRONZE DISC,Y PATTERN,THREADED ENDS | 1125.15 | 4.12 | 4 | 1.5 | 2.38 | 4 | 9 | 8 | 3 | 697988636354 | 69798863635 | https://www.milwaukeevalve.com/wp-content/uploads/spec-sheets/515Y.pdf | https://www.milwaukeevalve.com/wp-content/uploads/BronzeGateGlobeCheckIOM.pdf? |  | 12/10/10
IBI722 | 515Y - 114 |  | 515Y | 515Y | 1 1/4 | 3Y | 1.25 | HORIZONTAL SWING CHECK,BRONZE BODY,150 SWP,300 WOG,BRONZE DISC,Y PATTERN,THREADED ENDS | 845.27 | 3.18 | 3.56 | 1.25 | 2.13 | 4 | 8.5 | 8.5 | 4.125 | 697988636347 | 69798863634 | https://www.milwaukeevalve.com/wp-content/uploads/spec-sheets/515Y.pdf | https://www.milwaukeevalve.com/wp-content/uploads/BronzeGateGlobeCheckIOM.pdf? |  | 12/10/10
IBI722 | 515Y - 200 |  | 515Y | 515Y | 2 | 3Y | 2 | HORIZONTAL SWING CHECK,BRONZE BODY,150 SWP,300 WOG,BRONZE DISC,Y PATTERN,THREADED ENDS | 1658.7 | 7.32 | 4.75 | 2 | 2.81 | 2 | 9 | 6 | 3 | 697988636361 | 69798863636 | https://www.milwaukeevalve.com/wp-content/uploads/spec-sheets/515Y.pdf | https://www.milwaukeevalve.com/wp-content/uploads/BronzeGateGlobeCheckIOM.pdf? |  | 12/10/10
IBI722 | 515Y - 212 |  | 515Y | 515Y | 2 1/2 | 3Y | 2.5 | HORIZONTAL SWING CHECK,BRONZE BODY,150 SWP,300 WOG,BRONZE DISC,Y PATTERN,THREADED ENDS | 2617.65 | 10.23 | 4 | 0 | 2.38 | 1 | 10.25 | 7.375 | 4.0625 | 697988641334 | 69798864133 | https://www.milwaukeevalve.com/wp-content/uploads/spec-sheets/515Y.pdf | https://www.milwaukeevalve.com/wp-content/uploads/BronzeGateGlobeCheckIOM.pdf? |  | 08/23/11
IBI722 | 515Y - 300 |  | 515Y | 515Y | 3 | 3Y | 3 | HORIZONTAL SWING CHECK,BRONZE BODY,150 SWP,300 WOG,BRONZE DISC,Y PATTERN,THREADED ENDS | 3731.8 | 15 | 4 | 2.25 | 2.38 | 1 | 10.25 | 7.375 | 4.0625 | 697988641365 | 69798864136 | https://www.milwaukeevalve.com/wp-content/uploads/spec-sheets/515Y.pdf | https://www.milwaukeevalve.com/wp-content/uploads/BronzeGateGlobeCheckIOM.pdf? |  | 08/25/11
IBI722 | 76406- J -150 |  | 76406- J -150 | 76406J150 |  | AH | 0 | BRONZE T-HANDLE, IB645,1 1/2" & 2" | 26.87 | 0.33 | 0 | 0 | 0 | 1 |  |  |  | 697988551275 | 69798855127 |  |  |  | 01/01/04
IBI722 | 9253000200 |  | 9253 | 9253 | 2 | AQ | 2 | SILENT CHECK VALVE,CI BODY,CLASS 125,WAFER,STAINLESS STEEL TRIM | 1583.36 | 5.34 | 4.25 | 2 | 2.63 | 1 |  |  |  | 084738113034 | 08473811303 | https://www.hammondvalve.com/wp-content/uploads/spec-sheets/ir9253.pdf | https://www.hammondvalve.com/wp-content/uploads/ioms/CastIronSilentCheckIOM.pdf |  | 01/01/04
IBI722 | 9253000212 |  | 9253 | 9253 | 2 1/2 | AQ | 2.5 | SILENT CHECK VALVE,CI BODY,CLASS 125,WAFER,STAINLESS STEEL TRIM | 1827.79 | 7.788 | 5 | 2.5 | 2.88 | 1 |  |  |  | 084738113041 | 08473811304 | https://www.hammondvalve.com/wp-content/uploads/spec-sheets/ir9253.pdf | https://www.hammondvalve.com/wp-content/uploads/ioms/CastIronSilentCheckIOM.pdf |  | 01/01/04
IBI722 | 9253000300 |  | 9253 | 9253 | 3 | AQ | 3 | SILENT CHECK VALVE,CI BODY,CLASS 125,WAFER,STAINLESS STEEL TRIM | 1998.79 | 10.344 | 5.75 | 3 | 3.13 | 1 |  |  |  | 084738113058 | 08473811305 | https://www.hammondvalve.com/wp-content/uploads/spec-sheets/ir9253.pdf | https://www.hammondvalve.com/wp-content/uploads/ioms/CastIronSilentCheckIOM.pdf |  | 01/01/04
IBI722 | 9253000400 |  | 9253 | 9253 | 4 | AQ | 4 | SILENT CHECK VALVE,CI BODY,CLASS 125,WAFER,STAINLESS STEEL TRIM | 2702.56 | 17.866 | 7 | 4 | 4 | 1 |  |  |  | 084738113065 | 08473811306 | https://www.hammondvalve.com/wp-content/uploads/spec-sheets/ir9253.pdf | https://www.hammondvalve.com/wp-content/uploads/ioms/CastIronSilentCheckIOM.pdf |  | 01/01/04
IBI722 | 9253000500 |  | 9253 | 9253 | 5 | AQ | 5 | SILENT CHECK VALVE,CI BODY,CLASS 125,WAFER,STAINLESS STEEL TRIM | 3582.35 | 28.09 | 8.38 | 5 | 4.75 | 1 |  |  |  | 084738113072 | 08473811307 | https://www.hammondvalve.com/wp-content/uploads/spec-sheets/ir9253.pdf | https://www.hammondvalve.com/wp-content/uploads/ioms/CastIronSilentCheckIOM.pdf |  | 01/01/04
IBI722 | 9253000600 |  | 9253 | 9253 | 6 | AQ | 6 | SILENT CHECK VALVE,CI BODY,CLASS 125,WAFER,STAINLESS STEEL TRIM | 4657.55 | 45.15 | 9.75 | 6 | 5.5 | 1 |  |  |  | 084738113089 | 08473811308 | https://www.hammondvalve.com/wp-content/uploads/spec-sheets/ir9253.pdf | https://www.hammondvalve.com/wp-content/uploads/ioms/CastIronSilentCheckIOM.pdf |  | 01/01/04
IBI722 | 9253000800 |  | 9253 | 9253 | 8 | AQ | 8 | SILENT CHECK VALVE,CI BODY,CLASS 125,WAFER,STAINLESS STEEL TRIM | 8347.37 | 85.856 | 13.38 | 8 | 6.5 | 1 |  |  |  | 084738113096 | 08473811309 | https://www.hammondvalve.com/wp-content/uploads/spec-sheets/ir9253.pdf | https://www.hammondvalve.com/wp-content/uploads/ioms/CastIronSilentCheckIOM.pdf |  | 01/01/04
IBI722 | 9253001000 |  | 9253 | 9253 | 10 | AQ | 10 | SILENT CHECK VALVE,CI BODY,CLASS 125,WAFER,STAINLESS STEEL TRIM | 12701.8 | 137 | 16 | 10 | 8.25 | 1 |  |  |  | 084738113102 | 08473811310 | https://www.hammondvalve.com/wp-content/uploads/spec-sheets/ir9253.pdf | https://www.hammondvalve.com/wp-content/uploads/ioms/CastIronSilentCheckIOM.pdf |  | 01/01/04
IBI722 | 9354000212 |  | 9354 | 9354 | 2 1/2 | AQ | 2.5 | SILENT CHECK VALVE,CI BODY,CLASS 125,GLOBE,SS TRIM,FLANGED | 3254.83 | 19.82 | 5.5 | 2.5 | 1 | 1 |  |  |  | 084738113133 | 08473811313 | https://www.hammondvalve.com/wp-content/uploads/spec-sheets/ir9354.pdf | https://www.hammondvalve.com/wp-content/uploads/ioms/CastIronSilentCheckIOM.pdf |  | 01/01/04
IBI722 | 9354000300 |  | 9354 | 9354 | 3 | AQ | 3 | SILENT CHECK VALVE,CI BODY,CLASS 125,GLOBE,SS TRIM,FLANGED | 3719.18 | 25.926 | 6 | 3 | 1.38 | 1 |  |  |  | 084738113140 | 08473811314 | https://www.hammondvalve.com/wp-content/uploads/spec-sheets/ir9354.pdf | https://www.hammondvalve.com/wp-content/uploads/ioms/CastIronSilentCheckIOM.pdf |  | 01/01/04
IBI722 | 9354000400 |  | 9354 | 9354 | 4 | AQ | 4 | SILENT CHECK VALVE,CI BODY,CLASS 125,GLOBE,SS TRIM,FLANGED | 4945.82 | 42.1 | 7.25 | 4 | 1.75 | 1 |  |  |  | 084738113157 | 08473811315 | https://www.hammondvalve.com/wp-content/uploads/spec-sheets/ir9354.pdf | https://www.hammondvalve.com/wp-content/uploads/ioms/CastIronSilentCheckIOM.pdf |  | 01/01/04
IBI722 | 9354000500 |  | 9354 | 9354 | 5 | AQ | 5 | SILENT CHECK VALVE,CI BODY,CLASS 125,GLOBE,SS TRIM,FLANGED | 6524.39 | 52.2 | 8.5 | 5 | 2 | 1 |  |  |  | 084738113164 | 08473811316 | https://www.hammondvalve.com/wp-content/uploads/spec-sheets/ir9354.pdf | https://www.hammondvalve.com/wp-content/uploads/ioms/CastIronSilentCheckIOM.pdf |  | 01/01/04
IBI722 | 9354000600 |  | 9354 | 9354 | 6 | AQ | 6 | SILENT CHECK VALVE,CI BODY,CLASS 125,GLOBE,SS TRIM,FLANGED | 8195.77 | 79.528 | 9.75 | 6 | 2.5 | 1 |  |  |  | 084738113171 | 08473811317 | https://www.hammondvalve.com/wp-content/uploads/spec-sheets/ir9354.pdf | https://www.hammondvalve.com/wp-content/uploads/ioms/CastIronSilentCheckIOM.pdf |  | 01/01/04
IBI722 | 9354000800 |  | 9354 | 9354 | 8 | AQ | 8 | SILENT CHECK VALVE,CI BODY,CLASS 125,GLOBE,SS TRIM,FLANGED | 12174.04 | 134.5 | 12.5 | 8 | 3.25 | 1 |  |  |  | 084738113188 | 08473811318 | https://www.hammondvalve.com/wp-content/uploads/spec-sheets/ir9354.pdf | https://www.hammondvalve.com/wp-content/uploads/ioms/CastIronSilentCheckIOM.pdf |  | 01/01/04
IBI722 | 9354001000 |  | 9354 | 9354 | 10 | AQ | 10 | SILENT CHECK VALVE,CI BODY,CLASS 125,GLOBE,SS TRIM,FLANGED | 17432.53 | 216 | 15.5 | 10 | 4.25 | 1 |  |  |  | 084738113195 | 08473811319 | https://www.hammondvalve.com/wp-content/uploads/spec-sheets/ir9354.pdf | https://www.hammondvalve.com/wp-content/uploads/ioms/CastIronSilentCheckIOM.pdf |  | 01/01/04
IBI722 | 9354001200 |  | 9354 | 9354 | 12 | AQ | 12 | SILENT CHECK VALVE,CI BODY,CLASS 125,GLOBE,SS TRIM,FLANGED | 28321.3 | 297 | 14.25 | 12 | 0 | 1 |  |  |  | 084738113201 | 08473811320 | https://www.hammondvalve.com/wp-content/uploads/spec-sheets/ir9354.pdf | https://www.hammondvalve.com/wp-content/uploads/ioms/CastIronSilentCheckIOM.pdf |  | 01/01/04
IBI722 | 969 - 12 |  | 969 | 969 | 1/2 | 13 | 0.5 | ULTRAPRESS,HORIZONTAL SWING CHECK,BRASS,200 PSIG @ 250 DEGREES F,PRSxPRS ENDS | 104.05 | 0.46 | 3.35 | 0.5 | 1.38 | 10 | 6.9685 | 6.9685 | 1.9685 | 697988631366 | 69798863136 | https://www.milwaukeevalve.com/wp-content/uploads/spec-sheets/969.pdf.pdf | https://www.milwaukeevalve.com/wp-content/uploads/BronzeGateGlobeCheckIOM.pdf? | https://www.milwaukeevalve.com/wp-content/uploads/ioms/UltraPressIOM.pdf | 07/06/10
IBI722 | 969 - 34 |  | 969 | 969 | 3/4 | 13 | 0.75 | ULTRAPRESS,HORIZONTAL SWING CHECK,BRASS,200 PSIG @ 250 DEGREES F,PRSxPRS ENDS | 143.65 | 0.64 | 3.74 | 0.75 | 1.43 | 6 | 7.874 | 4.685 | 2.126 | 697988631373 | 69798863137 | https://www.milwaukeevalve.com/wp-content/uploads/spec-sheets/969.pdf.pdf | https://www.milwaukeevalve.com/wp-content/uploads/BronzeGateGlobeCheckIOM.pdf? | https://www.milwaukeevalve.com/wp-content/uploads/ioms/UltraPressIOM.pdf | 07/06/10
IBI722 | 969 - 100 |  | 969 | 969 | 1 | 13 | 1 | ULTRAPRESS,HORIZONTAL SWING CHECK,BRASS,200 PSIG @ 250 DEGREES F,PRSxPRS ENDS | 198.17 | 0.96 | 4.36 | 1 | 1.74 | 6 | 9.0551 | 5.3543 | 2.5591 | 697988631380 | 69798863138 | https://www.milwaukeevalve.com/wp-content/uploads/spec-sheets/969.pdf.pdf | https://www.milwaukeevalve.com/wp-content/uploads/BronzeGateGlobeCheckIOM.pdf? | https://www.milwaukeevalve.com/wp-content/uploads/ioms/UltraPressIOM.pdf | 07/06/10
IBI722 | 969 - 112 |  | 969 | 969 | 1 1/2 | 13 | 1.5 | ULTRAPRESS,HORIZONTAL SWING CHECK,BRASS,200 PSIG @ 250 DEGREES F,PRSxPRS ENDS | 505.29 | 2.28 | 6.13 | 1.5 | 2.28 | 4 | 9.6457 | 6.4173 | 3.4646 | 697988631403 | 69798863140 | https://www.milwaukeevalve.com/wp-content/uploads/spec-sheets/969.pdf.pdf | https://www.milwaukeevalve.com/wp-content/uploads/BronzeGateGlobeCheckIOM.pdf? | https://www.milwaukeevalve.com/wp-content/uploads/ioms/UltraPressIOM.pdf | 07/06/10
IBI722 | 969 - 114 |  | 969 | 969 | 1 1/4 | 13 | 1.25 | ULTRAPRESS,HORIZONTAL SWING CHECK,BRASS,200 PSIG @ 250 DEGREES F,PRSxPRS ENDS | 386.39 | 1.36 | 4.97 | 1.25 | 1.99 | 4 | 8.2283 | 5.2756 | 2.9921 | 697988631397 | 69798863139 | https://www.milwaukeevalve.com/wp-content/uploads/spec-sheets/969.pdf.pdf | https://www.milwaukeevalve.com/wp-content/uploads/BronzeGateGlobeCheckIOM.pdf? | https://www.milwaukeevalve.com/wp-content/uploads/ioms/UltraPressIOM.pdf | 07/06/10
IBI722 | 969 - 200 |  | 969 | 969 | 2 | 13 | 2 | ULTRAPRESS,HORIZONTAL SWING CHECK,BRASS,200 PSIG @ 250 DEGREES F,PRSxPRS ENDS | 772.78 | 3.48 | 7.16 | 2 | 2.48 | 2 | 7.3622 | 6.1024 | 3.937 | 697988631410 | 69798863141 | https://www.milwaukeevalve.com/wp-content/uploads/spec-sheets/969.pdf.pdf | https://www.milwaukeevalve.com/wp-content/uploads/BronzeGateGlobeCheckIOM.pdf? | https://www.milwaukeevalve.com/wp-content/uploads/ioms/UltraPressIOM.pdf | 07/06/10
IBI722 | CIRG-1-5 |  | CIRG | CIRG15 |  | 82 | 0 | CAST IRON CHAINWHEEL FITS HANDLES 6" 7.5" OUTSIDE DIAMETER | 1389.47 | 5.44 | 0 | 0 | 0 | 1 |  |  |  | 697988485167 | 69798848516 |  |  |  | 01/01/04
IBI722 | CIRG-2-0 |  | CIRG | CIRG20 |  | 82 | 0 | CHAINWHEEL CAST IRON FITS HANDLES 7 3/4" - 9" OUTSIDE DIAMETER | 1686.41 | 8.56 | 0 | 0 | 0 | 1 |  |  |  | 697988485174 | 69798848517 |  |  |  | 01/01/04
IBI722 | CIRG-2-5 |  | CIRG | CIRG25 |  | 82 | 0 | CHAINWHEEL CAST IRON FITS HANDLES 9 1/4" - 12 1/2" OUTSIDE DIAMETER | 2094.09 | 15.84 | 0 | 0 | 0 | 1 |  |  |  | 697988485099 | 69798848509 |  |  |  | 01/01/04
IBI722 | CIRG-3-0 |  | CIRG | CIRG30 |  | 82 | 0 | CHAINWHEEL CAST IRON FITS HANDLES 12 3/4" - 15 1/2" OUTSIDE DIAMETER | 2672.06 | 20.6 | 0 | 0 | 0 | 1 |  |  |  | 697988485105 | 69798848510 |  |  |  | 01/01/04
IBI722 | CIRG-3-5 |  | CIRG | CIRG35 |  | 82 | 0 | CHAINWHEEL CAST IRON FITS HANDLES 15 3/4" - 19" OUTSIDE DIAMETER | 5593.5 | 29.6 | 0 | 0 | 0 | 1 |  |  |  | 697988485181 | 69798848518 |  |  |  | 01/01/04
IBI722 | RK2974-MLW 400 |  | RK2974-MLW | RK2974MLW | 4 | 82 | 4 | REPAIR KIT 2974-MLW 4" CHECK VALVE | 3648.28 | 7 | 0 | 0 | 0 | 1 |  |  |  | 697988670600 | 69798867060 |  |  |  | 09/26/13
MAP722 | BA260LDA 100 |  | BA260 | BA260LDA | 1 | MA | 1 | BALL,2PC,SS BODY,BALL & STEM,1000 WOG,150 SWP,FULL PORT,RPTFE SEATS,DBL ACTING,SOLENOID MTD | 879.4 | 5.96 | 2.81 | 5.79 | 5.9 | 1 |  |  |  | 697988707825 | 69798870782 | https://www.milwaukeevalve.com/wp-content/uploads/spec-sheets/BA260LDA.pdf | https://www.milwaukeevalve.com/wp-content/uploads/ioms/TwoPieceThreadedBallValveIOM.pdf | https://www.milwaukeevalve.com/wp-content/uploads/ioms/Pneumatic_CSeriesIOM.pdf | 05/19/17
MAP722 | BA260LDA 112 |  | BA260 | BA260LDA | 1 1/2 | MA | 1.5 | BALL,2PC,SS BODY,BALL & STEM,1000 WOG,150 SWP,FULL PORT,RPTFE SEATS,DBL ACTING,SOLENOID MTD | 1028.15 | 9.88 | 3.27 | 6.61 | 7.03 | 1 |  |  |  | 697988707849 | 69798870784 | https://www.milwaukeevalve.com/wp-content/uploads/spec-sheets/BA260LDA.pdf | https://www.milwaukeevalve.com/wp-content/uploads/ioms/TwoPieceThreadedBallValveIOM.pdf | https://www.milwaukeevalve.com/wp-content/uploads/ioms/Pneumatic_CSeriesIOM.pdf | 05/19/17
MAP722 | BA260LDA 114 |  | BA260 | BA260LDA | 1 1/4 | MA | 1.25 | BALL,2PC,SS BODY,BALL & STEM,1000 WOG,150 SWP,FULL PORT,RPTFE SEATS,DBL ACTING,SOLENOID MTD | 951.57 | 6.78 | 2.81 | 5.79 | 6.1 | 1 |  |  |  | 697988707832 | 69798870783 | https://www.milwaukeevalve.com/wp-content/uploads/spec-sheets/BA260LDA.pdf | https://www.milwaukeevalve.com/wp-content/uploads/ioms/TwoPieceThreadedBallValveIOM.pdf | https://www.milwaukeevalve.com/wp-content/uploads/ioms/Pneumatic_CSeriesIOM.pdf | 05/19/17
MAP722 | BA260LDA 12 |  | BA260 | BA260LDA | 1/2 | MA | 0.5 | BALL,2PC,SS BODY,BALL & STEM,1000 WOG,150 SWP,FULL PORT,RPTFE SEATS,DBL ACTING,SOLENOID MTD | 841.23 | 5.77 | 2.81 | 5.79 | 5.27 | 1 |  |  |  | 697988707818 | 69798870781 | https://www.milwaukeevalve.com/wp-content/uploads/spec-sheets/BA260LDA.pdf | https://www.milwaukeevalve.com/wp-content/uploads/ioms/TwoPieceThreadedBallValveIOM.pdf | https://www.milwaukeevalve.com/wp-content/uploads/ioms/Pneumatic_CSeriesIOM.pdf | 05/19/17
MAP722 | BA260LDA 14 |  | BA260 | BA260LDA | 1/4 | MA | 0.25 | BALL,2PC,SS BODY,BALL & STEM,1000 WOG,150 SWP,FULL PORT,RPTFE SEATS,DOUBLE ACTING,SOLENOID MTD | 841.23 | 5.76 | 2.81 | 5.79 | 5.27 | 1 |  |  |  | 697988707788 | 69798870778 | https://www.milwaukeevalve.com/wp-content/uploads/spec-sheets/BA260LDA.pdf | https://www.milwaukeevalve.com/wp-content/uploads/ioms/TwoPieceThreadedBallValveIOM.pdf | https://www.milwaukeevalve.com/wp-content/uploads/ioms/Pneumatic_CSeriesIOM.pdf | 05/19/17
MAP722 | BA260LDA 200 |  | BA260 | BA260LDA | 2 | MA | 2 | BALL,2PC,SS BODY,BALL & STEM,1000 WOG,150 SWP,FULL PORT,RPTFE SEATS,DBL ACTING,SOLENOID MTD | 1175.83 | 13.6 | 3.74 | 7.24 | 7.77 | 1 |  |  |  | 697988707856 | 69798870785 | https://www.milwaukeevalve.com/wp-content/uploads/spec-sheets/BA260LDA.pdf | https://www.milwaukeevalve.com/wp-content/uploads/ioms/TwoPieceThreadedBallValveIOM.pdf | https://www.milwaukeevalve.com/wp-content/uploads/ioms/Pneumatic_CSeriesIOM.pdf | 05/19/17
MAP722 | BA260LDA 212 |  | BA260 | BA260LDA | 2 1/2 | MA | 2.5 | BALL,2PC,SS BODY,BALL & STEM,1000 WOG,150 SWP,FULL PORT,RPTFE SEATS,DBL ACTING,SOLENOID MTD | 2110.23 | 21.1 | 4.05 | 8.03 | 9.07 | 1 |  |  |  | 697988707863 | 69798870786 | https://www.milwaukeevalve.com/wp-content/uploads/spec-sheets/BA260LDA.pdf | https://www.milwaukeevalve.com/wp-content/uploads/ioms/TwoPieceThreadedBallValveIOM.pdf | https://www.milwaukeevalve.com/wp-content/uploads/ioms/Pneumatic_CSeriesIOM.pdf | 05/19/17
MAP722 | BA260LDA 300 |  | BA260 | BA260LDA | 3 | MA | 3 | BALL,2PC,SS BODY,BALL & STEM,1000 WOG,150 SWP,FULL PORT,RPTFE SEATS,DBL ACTING,SOLENOID MTD | 2600.36 | 30.26 | 3.87 | 10.31 | 9.68 | 1 |  |  |  | 697988707870 | 69798870787 | https://www.milwaukeevalve.com/wp-content/uploads/spec-sheets/BA260LDA.pdf | https://www.milwaukeevalve.com/wp-content/uploads/ioms/TwoPieceThreadedBallValveIOM.pdf | https://www.milwaukeevalve.com/wp-content/uploads/ioms/Pneumatic_CSeriesIOM.pdf | 05/19/17
MAP722 | BA260LDA 34 |  | BA260 | BA260LDA | 3/4 | MA | 0.75 | BALL,2PC,SS BODY,BALL & STEM,1000 WOG,150 SWP,FULL PORT,RPTFE SEATS,DBL ACTING,SOLENOID MTD | 865.56 | 6.14 | 2.81 | 5.79 | 5.55 | 1 |  |  |  | 697988707795 | 69798870779 | https://www.milwaukeevalve.com/wp-content/uploads/spec-sheets/BA260LDA.pdf | https://www.milwaukeevalve.com/wp-content/uploads/ioms/TwoPieceThreadedBallValveIOM.pdf | https://www.milwaukeevalve.com/wp-content/uploads/ioms/Pneumatic_CSeriesIOM.pdf | 05/19/17
MAP722 | BA260LDA 38 |  | BA260 | BA260LDA | 3/8 | MA | 0.375 | BALL,2PC,SS BODY,BALL & STEM,1000 WOG,150 SWP,FULL PORT,RPTFE SEATS,SPRING RETURN,SOLENOID MTD | 841.23 | 5.72 | 2.81 | 5.79 | 5.27 | 1 |  |  |  | 697988707801 | 69798870780 | https://www.milwaukeevalve.com/wp-content/uploads/spec-sheets/BA260LDA.pdf | https://www.milwaukeevalve.com/wp-content/uploads/ioms/TwoPieceThreadedBallValveIOM.pdf | https://www.milwaukeevalve.com/wp-content/uploads/ioms/Pneumatic_CSeriesIOM.pdf | 05/19/17
MAP722 | BA260LDB 100 |  | BA260 | BA260LDB | 1 | MA | 1 | BALL,2PC,SS BODY,BALL & STEM,1000 WOG,150 SWP,FULL PORT,RPTFE SEATS,SPRING RETURN,SOLENOID MTD | 1002.99 | 9.52 | 3.74 | 7.24 | 7.77 | 1 |  |  |  | 697988707924 | 69798870792 | https://www.milwaukeevalve.com/wp-content/uploads/spec-sheets/BA260LDB.pdf | https://www.milwaukeevalve.com/wp-content/uploads/ioms/TwoPieceThreadedBallValveIOM.pdf | https://www.milwaukeevalve.com/wp-content/uploads/ioms/Pneumatic_CSeriesIOM.pdf | 05/19/17
MAP722 | BA260LDB 112 |  | BA260 | BA260LDB | 1 1/2 | MA | 1.5 | BALL,2PC,SS BODY,BALL & STEM,1000 WOG,150 SWP,FULL PORT,RPTFE SEATS,SPRING RETURN,SOLENOID MTD | 1329.95 | 13.32 | 4.05 | 8.03 | 9.07 | 1 |  |  |  | 697988707948 | 69798870794 | https://www.milwaukeevalve.com/wp-content/uploads/spec-sheets/BA260LDB.pdf | https://www.milwaukeevalve.com/wp-content/uploads/ioms/TwoPieceThreadedBallValveIOM.pdf | https://www.milwaukeevalve.com/wp-content/uploads/ioms/Pneumatic_CSeriesIOM.pdf | 05/19/17
MAP722 | BA260LDB 114 |  | BA260 | BA260LDB | 1 1/4 | MA | 1.25 | BALL,2PC,SS BODY,BALL & STEM,1000 WOG,150 SWP,FULL PORT,RPTFE SEATS,SPRING RETURN,SOLENOID MTD | 1022.24 | 10.34 | 3.74 | 7.24 | 7.77 | 1 |  |  |  | 697988707931 | 69798870793 | https://www.milwaukeevalve.com/wp-content/uploads/spec-sheets/BA260LDB.pdf | https://www.milwaukeevalve.com/wp-content/uploads/ioms/TwoPieceThreadedBallValveIOM.pdf | https://www.milwaukeevalve.com/wp-content/uploads/ioms/Pneumatic_CSeriesIOM.pdf | 05/19/17
MAP722 | BA260LDB 12 |  | BA260 | BA260LDB | 1/2 | MA | 0.5 | BALL,2PC,SS BODY,BALL & STEM,1000 WOG,150 SWP,FULL PORT,RPTFE SEATS,SPRING RETURN,SOLENOID MTD | 873 | 5.97 | 2.81 | 5.79 | 5.27 | 1 |  |  |  | 697988707917 | 69798870791 | https://www.milwaukeevalve.com/wp-content/uploads/spec-sheets/BA260LDB.pdf | https://www.milwaukeevalve.com/wp-content/uploads/ioms/TwoPieceThreadedBallValveIOM.pdf | https://www.milwaukeevalve.com/wp-content/uploads/ioms/Pneumatic_CSeriesIOM.pdf | 05/19/17
MAP722 | BA260LDB 14 |  | BA260 | BA260LDB | 1/4 | MA | 0.25 | BALL,2PC,SS BODY,BALL & STEM,1000 WOG,150 SWP,FULL PORT,RPTFE SEATS,SPRING RETURN,SOLENOID MTD | 873 | 5.96 | 2.81 | 5.79 | 5.27 | 1 |  |  |  | 697988707887 | 69798870788 | https://www.milwaukeevalve.com/wp-content/uploads/spec-sheets/BA260LDB.pdf | https://www.milwaukeevalve.com/wp-content/uploads/ioms/TwoPieceThreadedBallValveIOM.pdf | https://www.milwaukeevalve.com/wp-content/uploads/ioms/Pneumatic_CSeriesIOM.pdf | 05/19/17
MAP722 | BA260LDB 200 |  | BA260 | BA260LDB | 2 | MA | 2 | BALL,2PC,SS BODY,BALL & STEM,1000 WOG,150 SWP,FULL PORT,RPTFE SEATS,SPRING RETURN,SOLENOID MTD | 1538.01 | 19.54 | 3.87 | 10.31 | 9.07 | 1 |  |  |  | 697988707955 | 69798870795 | https://www.milwaukeevalve.com/wp-content/uploads/spec-sheets/BA260LDB.pdf | https://www.milwaukeevalve.com/wp-content/uploads/ioms/TwoPieceThreadedBallValveIOM.pdf | https://www.milwaukeevalve.com/wp-content/uploads/ioms/Pneumatic_CSeriesIOM.pdf | 05/19/17
MAP722 | BA260LDB 212 |  | BA260 | BA260LDB | 2 1/2 | MA | 2.5 | BALL,2PC,SS BODY,BALL & STEM,1000 WOG,150 SWP,FULL PORT,RPTFE SEATS,SPRING RETURN,SOLENOID MTD | 2902.19 | 37.14 | 5.59 | 11.65 | 10.89 | 1 |  |  |  | 697988707962 | 69798870796 | https://www.milwaukeevalve.com/wp-content/uploads/spec-sheets/BA260LDB.pdf | https://www.milwaukeevalve.com/wp-content/uploads/ioms/TwoPieceThreadedBallValveIOM.pdf | https://www.milwaukeevalve.com/wp-content/uploads/ioms/Pneumatic_CSeriesIOM.pdf | 05/19/17
MAP722 | BA260LDB 300 |  | BA260 | BA260LDB | 3 | MA | 3 | BALL,2PC,SS BODY,BALL & STEM,1000 WOG,150 SWP,FULL PORT,RPTFE SEATS,SPRING RETURN,SOLENOID MTD | 3249 | 43.12 | 5.59 | 11.65 | 11.18 | 1 |  |  |  | 697988707979 | 69798870797 | https://www.milwaukeevalve.com/wp-content/uploads/spec-sheets/BA260LDB.pdf | https://www.milwaukeevalve.com/wp-content/uploads/ioms/TwoPieceThreadedBallValveIOM.pdf | https://www.milwaukeevalve.com/wp-content/uploads/ioms/Pneumatic_CSeriesIOM.pdf | 05/19/17
MAP722 | BA260LDB 34 |  | BA260 | BA260LDB | 3/4 | MA | 0.75 | BALL,2PC,SS BODY,BALL & STEM,1000 WOG,150 SWP,FULL PORT,RPTFE SEATS,SPRING RETURN,SOLENOID MTD | 922.72 | 8.02 | 3.27 | 6.61 | 7.03 | 1 |  |  |  | 697988707894 | 69798870789 | https://www.milwaukeevalve.com/wp-content/uploads/spec-sheets/BA260LDB.pdf | https://www.milwaukeevalve.com/wp-content/uploads/ioms/TwoPieceThreadedBallValveIOM.pdf | https://www.milwaukeevalve.com/wp-content/uploads/ioms/Pneumatic_CSeriesIOM.pdf | 05/19/17
MAP722 | BA260LDB 38 |  | BA260 | BA260LDB | 3/8 | MA | 0.375 | BALL,2PC,SS BODY,BALL & STEM,1000 WOG,150 SWP,FULL PORT,RPTFE SEATS,SPRING RETURN,SOLENOID MTD | 873 | 5.92 | 2.81 | 5.79 | 5.27 | 1 |  |  |  | 697988707900 | 69798870790 | https://www.milwaukeevalve.com/wp-content/uploads/spec-sheets/BA260LDB.pdf | https://www.milwaukeevalve.com/wp-content/uploads/ioms/TwoPieceThreadedBallValveIOM.pdf | https://www.milwaukeevalve.com/wp-content/uploads/ioms/Pneumatic_CSeriesIOM.pdf | 05/19/17
MAP722 | BA260LDB-FO 300 |  | BA260 | BA260LDBFO | 3 | MA | 3 | BALL,2PC,SS BODY,BALL&STEM,1000 WOG,150 SWP,FULL PORT,RPTFE SEATS,SPRING RETURN,SOLENOID MTD,FAIL OP | 3249 | 0 | 5.59 | 11.65 | 11.18 | 0 |  |  |  | 697988745711 | 69798874571 | https://www.milwaukeevalve.com/wp-content/uploads/spec-sheets/BA260LDB.pdf | https://www.milwaukeevalve.com/wp-content/uploads/ioms/TwoPieceThreadedBallValveIOM.pdf | https://www.milwaukeevalve.com/wp-content/uploads/ioms/Pneumatic_CSeriesIOM.pdf | 02/11/21
MAP722 | BA260LDBX 100 |  | BA260 | BA260LDBX | 1 | MA | 1 | BALL,2PC,SS BODY,BALL & STEM,1000 WOG,150 SWP,FULL PORT,RPTFE SEATS,SPRING RETURN,NO SOLENOID | 889.65 | 0 | 3.74 | 7.24 | 7.77 | 0 |  |  |  | 697988745322 | 69798874532 | https://www.milwaukeevalve.com/wp-content/uploads/spec-sheets/BA260LDB.pdf | https://www.milwaukeevalve.com/wp-content/uploads/ioms/TwoPieceThreadedBallValveIOM.pdf | https://www.milwaukeevalve.com/wp-content/uploads/ioms/Pneumatic_CSeriesIOM.pdf | 01/19/21
MAP722 | BA260LDBX 112 |  | BA260 | BA260LDBX | 1 1/2 | MA | 1.5 | BALL,2PC,SS BODY,BALL & STEM,1000 WOG,150 SWP,FULL PORT,RPTFE SEATS,SPRING RETURN,NO SOLENOID | 1216.62 | 0 | 4.05 | 8.03 | 9.07 | 0 |  |  |  | 697988743946 | 69798874394 | https://www.milwaukeevalve.com/wp-content/uploads/spec-sheets/BA260LDB.pdf | https://www.milwaukeevalve.com/wp-content/uploads/ioms/TwoPieceThreadedBallValveIOM.pdf | https://www.milwaukeevalve.com/wp-content/uploads/ioms/Pneumatic_CSeriesIOM.pdf | 09/21/20
MAP722 | BA260LDBX 114 |  | BA260 | BA260LDBX | 1 1/4 | MA | 1.25 | BALL,2PC,SS BODY,BALL & STEM,1000 WOG,150 SWP,FULL PORT,RPTFE SEATS,SPRING RETURN,NO SOLENOID | 908.9 | 0 | 3.74 | 7.24 | 7.77 | 0 |  |  |  | 697988745346 | 69798874534 | https://www.milwaukeevalve.com/wp-content/uploads/spec-sheets/BA260LDB.pdf | https://www.milwaukeevalve.com/wp-content/uploads/ioms/TwoPieceThreadedBallValveIOM.pdf | https://www.milwaukeevalve.com/wp-content/uploads/ioms/Pneumatic_CSeriesIOM.pdf | 01/19/21
MAP722 | BA260LDBX 200 |  | BA260 | BA260LDBX | 2 | MA | 2 | BALL,2PC,SS BODY,BALL & STEM,1000 WOG,150 SWP,FULL PORT,RPTFE SEATS,SPRING RETURN,NO SOLENOID | 1424.68 | 0 | 3.87 | 10.31 | 9.07 | 0 |  |  |  | 697988743274 | 69798874327 | https://www.milwaukeevalve.com/wp-content/uploads/spec-sheets/BA260LDB.pdf | https://www.milwaukeevalve.com/wp-content/uploads/ioms/TwoPieceThreadedBallValveIOM.pdf | https://www.milwaukeevalve.com/wp-content/uploads/ioms/Pneumatic_CSeriesIOM.pdf | 08/06/20
MAP722 | BA260LDC 100 |  | BA260 | BA260LDC | 1 | MA | 1 | BALL,2PC,SS BODY,BALL & STEM,1000 WOG,150 SWP,FULL PORT,RPTFE SEATS,120V ELECTRIC ACTUATOR | 1011 | 10.34 | 4.25 | 6.88 | 8.58 | 1 |  |  |  | 697988708020 | 69798870802 | https://www.milwaukeevalve.com/wp-content/uploads/spec-sheets/BA260LDC.pdf | https://www.milwaukeevalve.com/wp-content/uploads/ioms/TwoPieceThreadedBallValveIOM.pdf | https://www.milwaukeevalve.com/wp-content/uploads/ioms/MCSeriesElectricActuatorIOM.pdf | 05/19/17
MAP722 | BA260LDC 112 |  | BA260 | BA260LDC | 1 1/2 | MA | 1.5 | BALL,2PC,SS BODY,BALL & STEM,1000 WOG,150 SWP,FULL PORT,RPTFE SEATS,120V ELECTRIC ACTUATOR | 1404.15 | 12.64 | 4.25 | 6.88 | 9.1 | 1 |  |  |  | 697988708044 | 69798870804 | https://www.milwaukeevalve.com/wp-content/uploads/spec-sheets/BA260LDC.pdf | https://www.milwaukeevalve.com/wp-content/uploads/ioms/TwoPieceThreadedBallValveIOM.pdf | https://www.milwaukeevalve.com/wp-content/uploads/ioms/MCSeriesElectricActuatorIOM.pdf | 05/19/17
MAP722 | BA260LDC 114 |  | BA260 | BA260LDC | 1 1/4 | MA | 1.25 | BALL,2PC,SS BODY,BALL & STEM,1000 WOG,150 SWP,FULL PORT,RPTFE SEATS,120V ELECTRIC ACTUATOR | 1179.52 | 11.16 | 4.25 | 6.88 | 8.78 | 1 |  |  |  | 697988708037 | 69798870803 | https://www.milwaukeevalve.com/wp-content/uploads/spec-sheets/BA260LDC.pdf | https://www.milwaukeevalve.com/wp-content/uploads/ioms/TwoPieceThreadedBallValveIOM.pdf | https://www.milwaukeevalve.com/wp-content/uploads/ioms/MCSeriesElectricActuatorIOM.pdf | 05/19/17
MAP722 | BA260LDC 12 |  | BA260 | BA260LDC | 1/2 | MA | 0.5 | BALL,2PC,SS BODY,BALL & STEM,1000 WOG,150 SWP,FULL PORT,RPTFE SEATS,120V ELECTRIC ACTUATOR | 914.71 | 11.39 | 5.63 | 6.44 | 7.31 | 1 |  |  |  | 697988708013 | 69798870801 | https://www.milwaukeevalve.com/wp-content/uploads/spec-sheets/BA260LDC.pdf | https://www.milwaukeevalve.com/wp-content/uploads/ioms/TwoPieceThreadedBallValveIOM.pdf | https://www.milwaukeevalve.com/wp-content/uploads/ioms/MCSeriesElectricActuatorIOM.pdf | 05/19/17
MAP722 | BA260LDC 14 |  | BA260 | BA260LDC | 1/4 | MA | 0.25 | BALL,2PC,SS BODY,BALL & STEM,1000 WOG,150 SWP,FULL PORT,RPTFE SEATS,120V ELECTRIC ACTUATOR | 914.71 | 11.38 | 5.63 | 6.44 | 7.31 | 1 |  |  |  | 697988707986 | 69798870798 | https://www.milwaukeevalve.com/wp-content/uploads/spec-sheets/BA260LDC.pdf | https://www.milwaukeevalve.com/wp-content/uploads/ioms/TwoPieceThreadedBallValveIOM.pdf | https://www.milwaukeevalve.com/wp-content/uploads/ioms/MCSeriesElectricActuatorIOM.pdf | 05/19/17
MAP722 | BA260LDC 200 |  | BA260 | BA260LDC | 2 | MA | 2 | BALL,2PC,SS BODY,BALL & STEM,1000 WOG,150 SWP,FULL PORT,RPTFE SEATS,120V ELECTRIC ACTUATOR | 2286.79 | 21.52 | 7 | 7 | 12.1 | 1 |  |  |  | 697988708051 | 69798870805 | https://www.milwaukeevalve.com/wp-content/uploads/spec-sheets/BA260LDC.pdf | https://www.milwaukeevalve.com/wp-content/uploads/ioms/TwoPieceThreadedBallValveIOM.pdf | https://www.milwaukeevalve.com/wp-content/uploads/ioms/MCSeriesElectricActuatorIOM.pdf | 05/19/17
MAP722 | BA260LDC 212 |  | BA260 | BA260LDC | 2 1/2 | MA | 2.5 | BALL,2PC,SS BODY,BALL & STEM,1000 WOG,150 SWP,FULL PORT,RPTFE SEATS,120V ELECTRIC ACTUATOR | 3028.18 | 27.72 | 7 | 7 | 13.03 | 1 |  |  |  | 697988708068 | 69798870806 | https://www.milwaukeevalve.com/wp-content/uploads/spec-sheets/BA260LDC.pdf | https://www.milwaukeevalve.com/wp-content/uploads/ioms/TwoPieceThreadedBallValveIOM.pdf | https://www.milwaukeevalve.com/wp-content/uploads/ioms/MCSeriesElectricActuatorIOM.pdf | 05/19/17
MAP722 | BA260LDC 300 |  | BA260 | BA260LDC | 3 | MA | 3 | BALL,2PC,SS BODY,BALL & STEM,1000 WOG,150 SWP,FULL PORT,RPTFE SEATS,120V ELECTRIC ACTUATOR | 3506.39 | 35.82 | 7 | 7 | 13.32 | 1 |  |  |  | 697988708075 | 69798870807 | https://www.milwaukeevalve.com/wp-content/uploads/spec-sheets/BA260LDC.pdf | https://www.milwaukeevalve.com/wp-content/uploads/ioms/TwoPieceThreadedBallValveIOM.pdf | https://www.milwaukeevalve.com/wp-content/uploads/ioms/MCSeriesElectricActuatorIOM.pdf | 05/19/17
MAP722 | BA260LDC 34 |  | BA260 | BA260LDC | 3/4 | MA | 0.75 | BALL,2PC,SS BODY,BALL & STEM,1000 WOG,150 SWP,FULL PORT,RPTFE SEATS,120V ELECTRIC ACTUATOR | 938.81 | 11.76 | 5.63 | 6.44 | 7.59 | 1 |  |  |  | 697988707993 | 69798870799 | https://www.milwaukeevalve.com/wp-content/uploads/spec-sheets/BA260LDC.pdf | https://www.milwaukeevalve.com/wp-content/uploads/ioms/TwoPieceThreadedBallValveIOM.pdf | https://www.milwaukeevalve.com/wp-content/uploads/ioms/MCSeriesElectricActuatorIOM.pdf | 05/19/17
MAP722 | BA260LDC 38 |  | BA260 | BA260LDC | 3/8 | MA | 0.375 | BALL,2PC,SS BODY,BALL & STEM,1000 WOG,150 SWP,FULL PORT,RPTFE SEATS,120V ELECTRIC ACTUATOR | 914.71 | 11.34 | 5.63 | 6.44 | 7.31 | 1 |  |  |  | 697988708006 | 69798870800 | https://www.milwaukeevalve.com/wp-content/uploads/spec-sheets/BA260LDC.pdf | https://www.milwaukeevalve.com/wp-content/uploads/ioms/TwoPieceThreadedBallValveIOM.pdf | https://www.milwaukeevalve.com/wp-content/uploads/ioms/MCSeriesElectricActuatorIOM.pdf | 05/19/17
MAP722 | CLA23E D 2 | D | CLA23E | CLA23E | 2 | MA | 2 | LOW-LEAD CERTIFIED BUTTERFLY VALVE,LUG,CI BODY, ALMN/BRNZ DISC,200 WOG,EPDM,DBL ACTING,SOLENOID MTD | 1062.72 | 16.48 | 1.69 | 6.61 | 10.48 | 1 |  |  |  | 697988703988 | 69798870398 | https://www.milwaukeevalve.com/wp-content/uploads/spec-sheets/CLA23E_2-12.pdf | https://www.milwaukeevalve.com/wp-content/uploads/ioms/resilient-seated-butterfly-iom.pdf | https://www.milwaukeevalve.com/wp-content/uploads/ioms/Pneumatic_CSeriesIOM.pdf | 01/13/17
MAP722 | CLA23E D 3 | D | CLA23E | CLA23E | 3 | MA | 3 | LOW-LEAD CERTIFIED BUTTERFLY VALVE,LUG,CI BODY, ALMN/BRNZ DISC,200 WOG,EPDM,DBL ACTING,SOLENOID MTD | 1079.2 | 18.6 | 1.81 | 6.61 | 11.23 | 1 |  |  |  | 697988704046 | 69798870404 | https://www.milwaukeevalve.com/wp-content/uploads/spec-sheets/CLA23E_2-12.pdf | https://www.milwaukeevalve.com/wp-content/uploads/ioms/resilient-seated-butterfly-iom.pdf | https://www.milwaukeevalve.com/wp-content/uploads/ioms/Pneumatic_CSeriesIOM.pdf | 01/16/17
MAP722 | CLA23E D 4 | D | CLA23E | CLA23E | 4 | MA | 4 | LOW-LEAD CERTIFIED BUTTERFLY VALVE,LUG,CI BODY, ALMN/BRNZ DISC,200 WOG,EPDM,DBL ACTING,SOLENOID MTD | 1191.29 | 27.34 | 2.07 | 7.24 | 12.45 | 1 |  |  |  | 697988704053 | 69798870405 | https://www.milwaukeevalve.com/wp-content/uploads/spec-sheets/CLA23E_2-12.pdf | https://www.milwaukeevalve.com/wp-content/uploads/ioms/resilient-seated-butterfly-iom.pdf | https://www.milwaukeevalve.com/wp-content/uploads/ioms/Pneumatic_CSeriesIOM.pdf | 01/16/17
MAP722 | CLA23E D 5 | D | CLA23E | CLA23E | 5 | MA | 5 | LOW-LEAD CERTIFIED BUTTERFLY VALVE,LUG,CI BODY, ALMN/BRNZ DISC,200 WOG,EPDM,DBL ACTING,SOLENOID MTD | 1326.52 | 31.44 | 2.19 | 7.24 | 12.98 | 1 |  |  |  | 697988704060 | 69798870406 | https://www.milwaukeevalve.com/wp-content/uploads/spec-sheets/CLA23E_2-12.pdf | https://www.milwaukeevalve.com/wp-content/uploads/ioms/resilient-seated-butterfly-iom.pdf | https://www.milwaukeevalve.com/wp-content/uploads/ioms/Pneumatic_CSeriesIOM.pdf | 01/16/17
MAP722 | CLA23E D 6 | D | CLA23E | CLA23E | 6 | MA | 6 | LOW-LEAD CERTIFIED BUTTERFLY VALVE,LUG,CI BODY, ALMN/BRNZ DISC,200 WOG,EPDM,DBL ACTING,SOLENOID MTD | 1491.1 | 40.44 | 2.19 | 10.31 | 14.14 | 1 |  |  |  | 697988704077 | 69798870407 | https://www.milwaukeevalve.com/wp-content/uploads/spec-sheets/CLA23E_2-12.pdf | https://www.milwaukeevalve.com/wp-content/uploads/ioms/resilient-seated-butterfly-iom.pdf | https://www.milwaukeevalve.com/wp-content/uploads/ioms/Pneumatic_CSeriesIOM.pdf | 01/16/17
MAP722 | CLA23E D 8 | D | CLA23E | CLA23E | 8 | MA | 8 | LOW-LEAD CERTIFIED BUTTERFLY VALVE,LUG,CI BODY, ALMN/BRNZ DISC,200 WOG,EPDM,DBL ACTING,SOLENOID MTD | 2082.4 | 71.26 | 2.38 | 11.65 | 17.7 | 1 |  |  |  | 697988704084 | 69798870408 | https://www.milwaukeevalve.com/wp-content/uploads/spec-sheets/CLA23E_2-12.pdf | https://www.milwaukeevalve.com/wp-content/uploads/ioms/resilient-seated-butterfly-iom.pdf | https://www.milwaukeevalve.com/wp-content/uploads/ioms/Pneumatic_CSeriesIOM.pdf | 01/16/17
MAP722 | CLA23E D10 | D | CLA23E | CLA23E | 10 | MA | 10 | LOW-LEAD CERTIFIED BUTTERFLY VALVE,LUG,CI BODY, ALMN/BRNZ DISC,200 WOG,EPDM,DBL ACTING,SOLENOID MTD | 2419.51 | 95.76 | 2.69 | 11.65 | 18.88 | 1 |  |  |  | 697988704091 | 69798870409 | https://www.milwaukeevalve.com/wp-content/uploads/spec-sheets/CLA23E_2-12.pdf | https://www.milwaukeevalve.com/wp-content/uploads/ioms/resilient-seated-butterfly-iom.pdf | https://www.milwaukeevalve.com/wp-content/uploads/ioms/Pneumatic_CSeriesIOM.pdf | 01/16/17
MAP722 | CLA23E D12 | D | CLA23E | CLA23E | 12 | MA | 12 | LOW-LEAD CERTIFIED BUTTERFLY VALVE,LUG,CI BODY, ALMN/BRNZ DISC,200 WOG,EPDM,DBL ACTING,SOLENOID MTD | 2590.59 | 150.16 | 3.06 | 18.03 | 21.97 | 1 |  |  |  | 697988704107 | 69798870410 | https://www.milwaukeevalve.com/wp-content/uploads/spec-sheets/CLA23E_2-12.pdf | https://www.milwaukeevalve.com/wp-content/uploads/ioms/resilient-seated-butterfly-iom.pdf | https://www.milwaukeevalve.com/wp-content/uploads/ioms/Pneumatic_CSeriesIOM.pdf | 01/16/17
MAP722 | CLA23E D212 | D | CLA23E | CLA23E | 2 1/2 | MA | 2.5 | LOW-LEAD CERTIFIED BUTTERFLY VALVE,LUG,CI BODY, ALMN/BRNZ DISC,200 WOG,EPDM,DBL ACTING,SOLENOID MTD | 1070.3 | 17.88 | 1.81 | 6.61 | 10.98 | 1 |  |  |  | 697988703995 | 69798870399 | https://www.milwaukeevalve.com/wp-content/uploads/spec-sheets/CLA23E_2-12.pdf | https://www.milwaukeevalve.com/wp-content/uploads/ioms/resilient-seated-butterfly-iom.pdf | https://www.milwaukeevalve.com/wp-content/uploads/ioms/Pneumatic_CSeriesIOM.pdf | 01/13/17
MAP722 | CLB23E D 2 | D | CLB23E | CLB23E | 2 | MA | 2 | LOW-LEAD CERTIFIED BUTTERFLY VALVE,LUG,CI BODY, ALMN/BRNZ DISC,200 WOG,EPDM,SPRING RETN,SOLENOID MTD | 1133.76 | 16.86 | 1.69 | 6.61 | 10.48 | 1 |  |  |  | 697988704015 | 69798870401 | https://www.milwaukeevalve.com/wp-content/uploads/spec-sheets/CLB23E_2-12.pdf | https://www.milwaukeevalve.com/wp-content/uploads/ioms/resilient-seated-butterfly-iom.pdf | https://www.milwaukeevalve.com/wp-content/uploads/ioms/Pneumatic_CSeriesIOM.pdf | 01/13/17
MAP722 | CLB23E D 3 | D | CLB23E | CLB23E | 3 | MA | 3 | LOW-LEAD CERTIFIED BUTTERFLY VALVE,LUG,CI BODY, ALMN/BRNZ DISC,200 WOG,EPDM,SPRING RETN,SOLENOID MTD | 1381.22 | 21.36 | 1.81 | 7.24 | 11.7 | 1 |  |  |  | 697988704114 | 69798870411 | https://www.milwaukeevalve.com/wp-content/uploads/spec-sheets/CLB23E_2-12.pdf | https://www.milwaukeevalve.com/wp-content/uploads/ioms/resilient-seated-butterfly-iom.pdf | https://www.milwaukeevalve.com/wp-content/uploads/ioms/Pneumatic_CSeriesIOM.pdf | 01/16/17
MAP722 | CLB23E D 4 | D | CLB23E | CLB23E | 4 | MA | 4 | LOW-LEAD CERTIFIED BUTTERFLY VALVE,LUG,CI BODY, ALMN/BRNZ DISC,200 WOG,EPDM,SPRING RETN,SOLENOID MTD | 1553.46 | 33.28 | 2.07 | 10.31 | 13.14 | 1 |  |  |  | 697988704121 | 69798870412 | https://www.milwaukeevalve.com/wp-content/uploads/spec-sheets/CLB23E_2-12.pdf | https://www.milwaukeevalve.com/wp-content/uploads/ioms/resilient-seated-butterfly-iom.pdf | https://www.milwaukeevalve.com/wp-content/uploads/ioms/Pneumatic_CSeriesIOM.pdf | 01/16/17
MAP722 | CLB23E D 5 | D | CLB23E | CLB23E | 5 | MA | 5 | LOW-LEAD CERTIFIED BUTTERFLY VALVE,LUG,CI BODY, ALMN/BRNZ DISC,200 WOG,EPDM,SPRING RETN,SOLENOID MTD | 2044.02 | 40.38 | 2.19 | 10.55 | 15.55 | 1 |  |  |  | 697988704145 | 69798870414 | https://www.milwaukeevalve.com/wp-content/uploads/spec-sheets/CLB23E_2-12.pdf | https://www.milwaukeevalve.com/wp-content/uploads/ioms/resilient-seated-butterfly-iom.pdf | https://www.milwaukeevalve.com/wp-content/uploads/ioms/Pneumatic_CSeriesIOM.pdf | 01/16/17
MAP722 | CLB23E D 6 | D | CLB23E | CLB23E | 6 | MA | 6 | LOW-LEAD CERTIFIED BUTTERFLY VALVE,LUG,CI BODY, ALMN/BRNZ DISC,200 WOG,EPDM,SPRING RETN,SOLENOID MTD | 2289.35 | 57 | 2.19 | 11.65 | 16.89 | 1 |  |  |  | 697988704152 | 69798870415 | https://www.milwaukeevalve.com/wp-content/uploads/spec-sheets/CLB23E_2-12.pdf | https://www.milwaukeevalve.com/wp-content/uploads/ioms/resilient-seated-butterfly-iom.pdf | https://www.milwaukeevalve.com/wp-content/uploads/ioms/Pneumatic_CSeriesIOM.pdf | 01/16/17
MAP722 | CLB23E D 8 | D | CLB23E | CLB23E | 8 | MA | 8 | LOW-LEAD CERTIFIED BUTTERFLY VALVE,LUG,CI BODY, ALMN/BRNZ DISC,200 WOG,EPDM,SPRING RETN,SOLENOID MTD | 3437.28 | 103.48 | 2.38 | 18.03 | 19.35 | 1 |  |  |  | 697988704169 | 69798870416 | https://www.milwaukeevalve.com/wp-content/uploads/spec-sheets/CLB23E_2-12.pdf | https://www.milwaukeevalve.com/wp-content/uploads/ioms/resilient-seated-butterfly-iom.pdf | https://www.milwaukeevalve.com/wp-content/uploads/ioms/Pneumatic_CSeriesIOM.pdf | 01/16/17
MAP722 | CLB23E D10 | D | CLB23E | CLB23E | 10 | MA | 10 | LOW-LEAD CERTIFIED BUTTERFLY VALVE,LUG,CI BODY, ALMN/BRNZ DISC,200 WOG,EPDM,SPRING RETN,SOLENOID MTD | 4488.82 | 127.98 | 2.69 | 18.03 | 20.53 | 1 |  |  |  | 697988704176 | 69798870417 | https://www.milwaukeevalve.com/wp-content/uploads/spec-sheets/CLB23E_2-12.pdf | https://www.milwaukeevalve.com/wp-content/uploads/ioms/resilient-seated-butterfly-iom.pdf | https://www.milwaukeevalve.com/wp-content/uploads/ioms/Pneumatic_CSeriesIOM.pdf | 01/16/17
MAP722 | CLB23E D12 | D | CLB23E | CLB23E | 12 | MA | 12 | LOW-LEAD CERTIFIED BUTTERFLY VALVE,LUG,CI BODY, ALMN/BRNZ DISC,200 WOG,EPDM,SPRING RETN,SOLENOID MTD | 5119.77 | 222 | 3.06 | 22.2 | 27.22 | 1 |  |  |  | 697988704183 | 69798870418 | https://www.milwaukeevalve.com/wp-content/uploads/spec-sheets/CLB23E_2-12.pdf | https://www.milwaukeevalve.com/wp-content/uploads/ioms/resilient-seated-butterfly-iom.pdf | https://www.milwaukeevalve.com/wp-content/uploads/ioms/Pneumatic_CSeriesIOM.pdf | 01/16/17
MAP722 | CLB23E D212 | D | CLB23E | CLB23E | 2 1/2 | MA | 2.5 | LOW-LEAD CERTIFIED BUTTERFLY VALVE,LUG,CI BODY, ALMN/BRNZ DISC,200 WOG,EPDM,SPRING RETN,SOLENOID MTD | 1141.33 | 18.22 | 1.81 | 6.61 | 10.98 | 1 |  |  |  | 697988704008 | 69798870400 | https://www.milwaukeevalve.com/wp-content/uploads/spec-sheets/CLB23E_2-12.pdf | https://www.milwaukeevalve.com/wp-content/uploads/ioms/resilient-seated-butterfly-iom.pdf | https://www.milwaukeevalve.com/wp-content/uploads/ioms/Pneumatic_CSeriesIOM.pdf | 01/13/17
MAP722 | CLC23E D 2 | D | CLC23E | CLC23E | 2 | MA | 2 | LOW-LEAD CERTIFIED BUTTERFLY VALVE,LUG,CI BODY,ALMN/BRNZ DISC,200 WOG,EPDM,120V ELEC,SOLENOID MTD | 1502.56 | 20.5 | 1.69 | 6.88 | 12.55 | 1 |  |  |  | 697988704039 | 69798870403 | https://www.milwaukeevalve.com/wp-content/uploads/spec-sheets/CLC23E_2-12.pdf | https://www.milwaukeevalve.com/wp-content/uploads/ioms/resilient-seated-butterfly-iom.pdf | https://www.milwaukeevalve.com/wp-content/uploads/ioms/MCSeriesElectricActuatorIOM.pdf | 01/13/17
MAP722 | CLC23E D 3 | D | CLC23E | CLC23E | 3 | MA | 3 | LOW-LEAD CERTIFIED BUTTERFLY VALVE,LUG,CI BODY, ALMN/BRNZ DISC,200 WOG,EPDM,120V ELEC,SOLENOID MTD | 1519.1 | 21.9 | 1.81 | 6.88 | 13.3 | 1 |  |  |  | 697988704190 | 69798870419 | https://www.milwaukeevalve.com/wp-content/uploads/spec-sheets/CLC23E_2-12.pdf | https://www.milwaukeevalve.com/wp-content/uploads/ioms/resilient-seated-butterfly-iom.pdf | https://www.milwaukeevalve.com/wp-content/uploads/ioms/MCSeriesElectricActuatorIOM.pdf | 01/16/17
MAP722 | CLC23E D 4 | D | CLC23E | CLC23E | 4 | MA | 4 | LOW-LEAD CERTIFIED BUTTERFLY VALVE,LUG,CI BODY, ALMN/BRNZ DISC,200 WOG,EPDM,120V ELEC,SOLENOID MTD | 2494.38 | 36.84 | 2.07 | 7 | 18.26 | 1 |  |  |  | 697988704206 | 69798870420 | https://www.milwaukeevalve.com/wp-content/uploads/spec-sheets/CLC23E_2-12.pdf | https://www.milwaukeevalve.com/wp-content/uploads/ioms/resilient-seated-butterfly-iom.pdf | https://www.milwaukeevalve.com/wp-content/uploads/ioms/MCSeriesElectricActuatorIOM.pdf | 01/16/17
MAP722 | CLC23E D 5 | D | CLC23E | CLC23E | 5 | MA | 5 | LOW-LEAD CERTIFIED BUTTERFLY VALVE,LUG,CI BODY, ALMN/BRNZ DISC,200 WOG,EPDM,120V ELEC,SOLENOID MTD | 2538.62 | 40.94 | 2.19 | 7 | 19.15 | 1 |  |  |  | 697988704213 | 69798870421 | https://www.milwaukeevalve.com/wp-content/uploads/spec-sheets/CLC23E_2-12.pdf | https://www.milwaukeevalve.com/wp-content/uploads/ioms/resilient-seated-butterfly-iom.pdf | https://www.milwaukeevalve.com/wp-content/uploads/ioms/MCSeriesElectricActuatorIOM.pdf | 01/16/17
MAP722 | CLC23E D 6 | D | CLC23E | CLC23E | 6 | MA | 6 | LOW-LEAD CERTIFIED BUTTERFLY VALVE,LUG,CI BODY, ALMN/BRNZ DISC,200 WOG,EPDM,120V ELEC,SOLENOID MTD | 2946.07 | 46 | 2.19 | 7 | 19.62 | 1 |  |  |  | 697988704220 | 69798870422 | https://www.milwaukeevalve.com/wp-content/uploads/spec-sheets/CLC23E_2-12.pdf | https://www.milwaukeevalve.com/wp-content/uploads/ioms/resilient-seated-butterfly-iom.pdf | https://www.milwaukeevalve.com/wp-content/uploads/ioms/MCSeriesElectricActuatorIOM.pdf | 01/16/17
MAP722 | CLC23E D 8 | D | CLC23E | CLC23E | 8 | MA | 8 | LOW-LEAD CERTIFIED BUTTERFLY VALVE,LUG,CI BODY, ALMN/BRNZ DISC,200 WOG,EPDM,120V ELEC,SOLENOID MTD | 3290.9 | 70 | 2.38 | 7 | 21 | 1 |  |  |  | 697988704237 | 69798870423 | https://www.milwaukeevalve.com/wp-content/uploads/spec-sheets/CLC23E_2-12.pdf | https://www.milwaukeevalve.com/wp-content/uploads/ioms/resilient-seated-butterfly-iom.pdf | https://www.milwaukeevalve.com/wp-content/uploads/ioms/MCSeriesElectricActuatorIOM.pdf | 01/16/17
MAP722 | CLC23E D10 | D | CLC23E | CLC23E | 10 | MA | 10 | LOW-LEAD CERTIFIED BUTTERFLY VALVE,LUG,CI BODY, ALMN/BRNZ DISC,200 WOG,EPDM,120V ELEC,SOLENOID MTD | 5667.39 | 110.58 | 2.69 | 16.25 | 18.93 | 1 |  |  |  | 697988704244 | 69798870424 | https://www.milwaukeevalve.com/wp-content/uploads/spec-sheets/CLC23E_2-12.pdf | https://www.milwaukeevalve.com/wp-content/uploads/ioms/resilient-seated-butterfly-iom.pdf | https://www.milwaukeevalve.com/wp-content/uploads/ioms/MCSeriesElectricActuatorIOM.pdf | 01/16/17
MAP722 | CLC23E D12 | D | CLC23E | CLC23E | 12 | MA | 12 | LOW-LEAD CERTIFIED BUTTERFLY VALVE,LUG,CI BODY, ALMN/BRNZ DISC,200 WOG,EPDM,120V ELEC,SOLENOID MTD | 6513.62 | 147.06 | 3.06 | 16.25 | 25.3 | 1 |  |  |  | 697988704251 | 69798870425 | https://www.milwaukeevalve.com/wp-content/uploads/spec-sheets/CLC23E_2-12.pdf | https://www.milwaukeevalve.com/wp-content/uploads/ioms/resilient-seated-butterfly-iom.pdf | https://www.milwaukeevalve.com/wp-content/uploads/ioms/MCSeriesElectricActuatorIOM.pdf | 01/16/17
MAP722 | CLC23E D212 | D | CLC23E | CLC23E | 2 1/2 | MA | 2.5 | LOW-LEAD CERTIFIED BUTTERFLY VALVE,LUG,CI BODY, ALMN/BRNZ DISC,200 WOG,EPDM,120V ELEC,SOLENOID MTD | 1510.15 | 21.9 | 1.81 | 6.88 | 13.05 | 1 |  |  |  | 697988704022 | 69798870402 | https://www.milwaukeevalve.com/wp-content/uploads/spec-sheets/CLC23E_2-12.pdf | https://www.milwaukeevalve.com/wp-content/uploads/ioms/resilient-seated-butterfly-iom.pdf | https://www.milwaukeevalve.com/wp-content/uploads/ioms/MCSeriesElectricActuatorIOM.pdf | 01/13/17
MAP722 | CLM23E D 6 | D | CLM23E | CLM23E | 6 | MA | 6 | LOW-LEAD CERTIFIED BUTTERFLY VALVE,LUG,CI BODY, ALMN/BRNZ DISC,200 WOG,EPDM,24V ELEC,SOLENOID MTD | 3183.55 | 46 | 2.19 | 7 | 19.62 | 1 |  |  |  | 697988713666 | 69798871366 | https://www.milwaukeevalve.com/wp-content/uploads/spec-sheets/CLC23E_2-12.pdf | https://www.milwaukeevalve.com/wp-content/uploads/ioms/resilient-seated-butterfly-iom.pdf |  | 02/05/18
PH0722 | 0000025777B | B | 25777 | 25777 |  | AG | 0 | BLEEDER CAP FOR 8701/8711 | 2.54 | 0.001 | 0 | 0 | 0 | 1000 |  |  |  | 084738295068 | 08473829506 |  |  |  | 02/09/05
PH0722 | 0000027146 |  | 27146 | 27146 |  | AR | 0 | FROST PROOF HANDLE | 13.63 | 0.04 | 0 | 0 | 0 | 1 |  |  |  | 084738295051 | 08473829505 |  |  |  | 01/01/04
PH0722 | 0000028427 |  | 28427 | 28427 |  | AB | 0 | TAIL PIECE, 1/2" | 23.5 | 0 | 0 | 0 | 0 | 10 |  |  |  | 084738285564 | 08473828556 |  |  |  | 01/01/04
PH0722 | 0000028428 |  | 28428 | 28428 |  | AB | 0 | TAIL PIECE, 3/4" | 38.2 | 0.14 | 0 | 0 | 0 | 1 |  |  |  | 084738285571 | 08473828557 |  |  |  | 01/01/04
PH0722 | 0000028429 |  | 28429 | 28429 |  | AB | 0 | TAIL PIECE, 1" | 57.51 | 0.22 | 0 | 0 | 0 | 200 |  |  |  | 084738285588 | 08473828558 |  |  |  | 01/01/04
PH0722 | 0000028430 |  | 28430 | 28430 |  | AB | 0 | TAIL PIECE, 1 1/4" | 72.73 | 0.32 | 0 | 0 | 0 | 10 |  |  |  | 084738285595 | 08473828559 |  |  |  | 01/01/04
PH0722 | 0000028431 |  | 28431 | 28431 |  | AB | 0 | TAIL PIECE,1 1/2" | 89.97 | 0 | 0 | 0 | 0 | 24 |  |  |  | 084738136583 | 08473813658 |  |  |  | 01/01/04
PH0722 | 0000028432 |  | 28432 | 28432 |  | AB | 0 | UNION NUT, 1/2" | 17.45 | 0 | 0 | 0 | 0 | 1 |  |  |  | 084738285601 | 08473828560 |  |  |  | 01/01/04
PH0722 | 0000028433 |  | 28433 | 28433 |  | AB | 0 | UNION NUT, 3/4" | 23.5 | 0 | 0 | 0 | 0 | 1 |  |  |  | 084738285618 | 08473828561 |  |  |  | 01/01/04
PH0722 | 0000028434 |  | 28434 | 28434 |  | AB | 0 | UNION NUT, 1" | 39.9 | 0.2 | 0 | 0 | 0 | 50 |  |  |  | 084738285625 | 08473828562 |  |  |  | 01/01/04
PH0722 | 0000028435 |  | 28435 | 28435 |  | AB | 0 | UNION NUT,1 1/4" | 48.15 | 0.26 | 0 | 0 | 0 | 100 |  |  |  | 084738285632 | 08473828563 |  |  |  | 01/01/04
PH0722 | 0000028436 |  | 28436 | 28436 |  | AB | 0 | UNION NUT, 1 1/2" | 65.8 | 0.32 | 0 | 0 | 0 | 15 |  |  |  | 084738136590 | 08473813659 |  |  |  | 01/01/04
PH0722 | 0000028526 |  | 28526 | 28526 |  | AG | 0 | CROSS HANDLE FOR 667 2" | 14.24 | 0.1 | 0 | 0 | 0 | 500 |  |  |  | 084738285649 | 08473828564 |  |  |  | 01/01/04
PH0722 | 0000028573 |  | 28573 | 28573 |  | AB | 0 | CROSS HANDLE IB645 1/2" | 13.39 | 0.08 | 0 | 0 | 0 | 140 |  |  |  | 084738135654 | 08473813565 |  |  |  | 01/01/04
PH0722 | 0000028574 |  | 28574 | 28574 |  | AG | 0 | CROSS HANDLE IB645 1" | 14.24 | 0.08 | 0 | 0 | 0 | 300 |  |  |  | 084738135661 | 08473813566 |  |  |  | 01/01/04
PH0722 | 0000028575 |  | 28575 | 28575 |  | AG | 0 | CROSS HANDLE IB645 1 1/4" | 14.24 | 0.1 | 0 | 0 | 0 | 75 |  |  |  | 084738285526 | 08473828552 |  |  |  | 01/01/04
PH0722 | 0000028576 |  | 28576 | 28576 |  | AG | 0 | CROSS HANDLE IB645 1 1/2" & 2" | 28.24 | 0.12 | 0 | 0 | 0 | 200 |  |  |  | 084738285533 | 08473828553 |  |  |  | 01/01/04
PH0722 | 0000028577 |  | 28577 | 28577 |  | AG | 0 | CROSS HANDLE, 3" | 29.56 | 0.14 | 0 | 0 | 0 | 50 |  |  |  | 084738285656 | 08473828565 |  |  |  | 01/01/04
PH0722 | 0000028578 |  | 28578 | 28578 |  | AG | 0 | CROSS HANDLE, 4" | 43.36 | 0.12 | 0 | 0 | 0 | 50 |  |  |  | 084738285663 | 08473828566 |  |  |  | 01/01/04
PH0722 | 0000028609 |  | 28609 | 28609 |  | AG | 0 | REPLACEMENT HANDLE FOR 667/668/567/568,2" | 13.38 | 0.42 | 0 | 0 | 0 | 100 |  |  |  | 084738137191 | 08473813719 |  |  |  | 01/01/04
PH0722 | 0000028609B |  | 28609B | 28609B |  | AG | 0 | HANDWHEEL FOR LT 667 2"(china) | 13.37 | 0.22 | 0 | 0 | 0 | 1 |  |  |  | 084738291268 | 08473829126 |  |  |  | 08/13/10
PH0722 | 0000028613 |  | 28613 | 28613 |  | AG | 0 | REPLACEMENT HANDLE FOR 667/668/567/568,1/4"-3/4" | 10.18 | 0.12 | 0 | 0 | 0 | 150 |  |  |  | 084738285670 | 08473828567 |  |  |  | 01/01/04
PH0722 | 0000028614 |  | 28614 | 28614 |  | AG | 0 | REPLACEMENT HANDLE FOR 667/668/567/568,1" | 10.18 | 0.18 | 0 | 0 | 0 | 100 |  |  |  | 084738285687 | 08473828568 |  |  |  | 01/01/04
PH0722 | 0000028615 |  | 28615 | 28615 |  | AG | 0 | REPLACEMENT HANDLE FOR 667/668/567/568,1 1/4" | 11.68 | 0.18 | 0 | 0 | 0 | 50 |  |  |  | 084738285694 | 08473828569 |  |  |  | 01/01/04
PH0722 | 0000028616 |  | 28616 | 28616 |  | AG | 0 | REPLACEMENT HANDLE FOR 667/668/567/568,2 1/2" | 33.09 | 0.58 | 0 | 0 | 0 | 100 |  |  |  | 084738285700 | 08473828570 |  |  |  | 01/01/04
PH0722 | 0000028617 |  | 28617 | 28617 |  | AG | 0 | REPLACEMENT HANDLE FOR 667/668/567/568,3" | 46.51 | 0.62 | 0 | 0 | 0 | 100 |  |  |  | 084738285717 | 08473828571 |  |  |  | 01/01/04
PH0722 | 0000028618 |  | 28618 | 28618 |  | AG | 0 | REPLACEMENT HANDLE FOR 667/668/567/568,4" | 132.44 | 0.82 | 0 | 0 | 0 | 50 |  |  |  | 084738285724 | 08473828572 |  |  |  | 01/01/04
PH0722 | 0000028619 |  | 28619 | 28619 |  | AG | 0 | REPLACMENET HANDLE FOR 667/668/567/568,1 1/2" | 11.68 | 0.24 | 0 | 0 | 0 | 100 |  |  |  | 084738285731 | 08473828573 |  |  |  | 01/01/04
PH0722 | 0038040012 |  | 0038 | 0038 | 4 | AR | 4 | SILL,CHROME BODY,150 WWP,BUNA SEAT,FROST-PROOF | 126.97 | 0.84 | 4 | 0 | 0 | 2 |  |  |  | 084738100966 | 08473810096 | https://www.hammondvalve.com/wp-content/uploads/spec-sheets/38_58.pdf | https://www.hammondvalve.com/consult-factory/ |  | 01/01/04
PH0722 | 0038060012 |  | 0038 | 0038 | 6 | AR | 6 | SILL,CHROME BODY,150 WWP,BUNA SEAT,FROST-PROOF | 134.89 | 0.92 | 6 | 0 | 0 | 2 |  |  |  | 084738124054 | 08473812405 | https://www.hammondvalve.com/wp-content/uploads/spec-sheets/38_58.pdf | https://www.hammondvalve.com/consult-factory/ |  | 01/01/04
PH0722 | 0038080012 |  | 0038 | 0038 | 8 | AR | 8 | SILL,CHROME BODY,150 WWP,BUNA SEAT,FROST-PROOF | 142.38 | 0.96 | 8 | 0 | 0 | 2 |  |  |  | 084738124061 | 08473812406 | https://www.hammondvalve.com/wp-content/uploads/spec-sheets/38_58.pdf | https://www.hammondvalve.com/consult-factory/ |  | 01/01/04
PH0722 | 0038100012 |  | 0038 | 0038 | 10 | AR | 10 | SILL,CHROME BODY,150 WWP,BUNA SEAT,FROST-PROOF | 147.05 | 1.02 | 10 | 0 | 0 | 2 |  |  |  | 084738124078 | 08473812407 | https://www.hammondvalve.com/wp-content/uploads/spec-sheets/38_58.pdf | https://www.hammondvalve.com/consult-factory/ |  | 01/01/04
PH0722 | 0038120012 |  | 0038 | 0038 | 12 | AR | 12 | SILL,CHROME BODY,150 WWP,BUNA SEAT,FROST-PROOF | 156.12 | 1.1 | 12 | 0 | 0 | 2 |  |  |  | 084738124085 | 08473812408 | https://www.hammondvalve.com/wp-content/uploads/spec-sheets/38_58.pdf | https://www.hammondvalve.com/consult-factory/ |  | 01/01/04
PH0722 | 0038140012 |  | 0038 | 0038 | 14 | AR | 14 | SILL,CHROME BODY,150 WWP,BUNA SEAT,FROST-PROOF | 162.13 | 1.12 | 14 | 0 | 0 | 2 |  |  |  | 084738124092 | 08473812409 | https://www.hammondvalve.com/wp-content/uploads/spec-sheets/38_58.pdf | https://www.hammondvalve.com/consult-factory/ |  | 01/01/04
PH0722 | 0058060012 |  | 0058 | 0058 | 6 | AR | 6 | SILL,CHRM BDY,150 WWP,ANTISIPHON,BUNA-N SEAT,FROST-PROOF | 175.98 | 1.28 | 6 | 0 | 0 | 2 |  |  |  | 084738124108 | 08473812410 | https://www.hammondvalve.com/wp-content/uploads/spec-sheets/38_58.pdf | https://www.hammondvalve.com/consult-factory/ |  | 01/01/04
PH0722 | 0058080012 |  | 0058 | 0058 | 8 | AR | 8 | SILL,CHRM BDY,150 WWP,ANTISIPHON,BUNA-N SEAT,FROST-PROOF | 178.14 | 1.38 | 8 | 0 | 0 | 2 |  |  |  | 084738124115 | 08473812411 | https://www.hammondvalve.com/wp-content/uploads/spec-sheets/38_58.pdf | https://www.hammondvalve.com/consult-factory/ |  | 01/01/04
PH0722 | 0058100012 |  | 0058 | 0058 | 10 | AR | 10 | SILL,CHRM BDY,150 WWP,ANTISIPHON,BUNA-N SEAT,FROST-PROOF | 189.02 | 1.52 | 10 | 0 | 0 | 2 |  |  |  | 084738124122 | 08473812412 | https://www.hammondvalve.com/wp-content/uploads/spec-sheets/38_58.pdf | https://www.hammondvalve.com/consult-factory/ |  | 01/01/04
PH0722 | 0058120012 |  | 0058 | 0058 | 12 | AR | 12 | SILL,CHRM BDY,150 WWP,ANTISIPHON,BUNA-N SEAT,FROST PROOF | 191.87 | 1.34 | 12 | 0 | 0 | 2 |  |  |  | 084738124139 | 08473812413 | https://www.hammondvalve.com/wp-content/uploads/spec-sheets/38_58.pdf | https://www.hammondvalve.com/consult-factory/ |  | 01/01/04
PH0722 | 0058140012 |  | 0058 | 0058 | 14 | AR | 14 | SILL,CHRM BDY,150 WWP,ANTISIPHON,BUNA-N SEAT,FROST PROOF | 196.02 | 1.66 | 14 | 0 | 0 | 2 |  |  |  | 084738124146 | 08473812414 | https://www.hammondvalve.com/wp-content/uploads/spec-sheets/38_58.pdf | https://www.hammondvalve.com/consult-factory/ |  | 01/01/04
PH0722 | 0100250012 |  | 10025 | 10025 | 1/2 | AB | 0.5 | RADIATOR VALVE,BRASS BODY,HOT CIRCULATED,15 SWP,60 PSI,EPDM DISC,MALE UNION,THREADED INLET | 146.49 | 0.88 | 2.3125 | 0.9868 | 2.9868 | 4 |  |  |  | 084738101192 | 08473810119 | https://www.hammondvalve.com/wp-content/uploads/spec-sheets/100-25_200.pdf | https://www.hammondvalve.com/consult-factory/ |  | 01/01/04
PH0722 | 0100250034 |  | 10025 | 10025 | 3/4 | AB | 0.75 | RADIATOR VALVE,BRASS BODY,HOT CIRCULATED,15 SWP,60 PSI,EPDM DISC,MALE UNION,THREADED INLET | 159.03 | 1.12 | 2.6563 | 1.0938 | 2.7188 | 3 |  |  |  | 084738101208 | 08473810120 | https://www.hammondvalve.com/wp-content/uploads/spec-sheets/100-25_200.pdf | https://www.hammondvalve.com/consult-factory/ |  | 01/01/04
PH0722 | 0100250100 |  | 10025 | 10025 | 1 | AB | 1 | RADIATOR VALVE,BRASS BODY,HOT CIRCULATED,15 SWP,60 PSI,EPDM DISC,MALE UNION,THREADED INLET | 183.74 | 1.5 | 2.9375 | 1.2813 | 2.9375 | 2 |  |  |  | 084738101215 | 08473810121 | https://www.hammondvalve.com/wp-content/uploads/spec-sheets/100-25_200.pdf | https://www.hammondvalve.com/consult-factory/ |  | 01/01/04
PH0722 | 0100250112 |  | 10025 | 10025 | 1 1/2 | AB | 1.5 | RADIATOR VALVE,BRASS BODY,HOT CIRCULATED,15 SWP,60 PSI,EPDM DISC,MALE UNION,THREADED INLET | 357.64 | 2.72 | 0 | 0 | 0 | 2 |  |  |  | 084738101222 | 08473810122 | https://www.hammondvalve.com/wp-content/uploads/spec-sheets/100-25_200.pdf | https://www.hammondvalve.com/consult-factory/ |  | 01/01/04
PH0722 | 0100250114 |  | 10025 | 10025 | 1 1/4 | AB | 1.25 | RADIATOR VALVE,BRASS BODY,HOT CIRCULATED,15 SWP,60 PSI,EPDM DISC,MALE UNION,THREADED INLET | 235.88 | 2.16 | 1.3125 | 1.9375 | 3.25 | 6 |  |  |  | 084738101239 | 08473810123 | https://www.hammondvalve.com/wp-content/uploads/spec-sheets/100-25_200.pdf | https://www.hammondvalve.com/consult-factory/ |  | 01/01/04
PH0722 | 0101000012 |  | 101 | 101 | 1/2 | AB | 0.5 | RADIATOR VALVE,GRAVITY,BRASS BODY,EPDM DISC,UNION/M | 172.73 | 0.66 | 2.3125 | 0.9688 | 2.5938 | 7 |  |  |  | 084738115632 | 08473811563 | https://www.hammondvalve.com/consult-factory/ | https://www.hammondvalve.com/consult-factory/ |  | 01/01/04
PH0722 | 0101000034 |  | 101 | 101 | 3/4 | AB | 0.75 | RADIATOR VALVE,GRAVITY,BRASS BODY,EPDM DISC,UNION/M | 188.74 | 0.84 | 2.2813 | 1.0313 | 3.5938 | 7 |  |  |  | 084738115649 | 08473811564 | https://www.hammondvalve.com/consult-factory/ | https://www.hammondvalve.com/consult-factory/ |  | 01/01/04
PH0722 | 0102000012 |  | 102 | 102 | 1/2 | AB | 0.5 | RADIATOR VALVE,GATE,BRONZE BODY,125 WSP,200 WOG,NRS | 204.74 | 0.82 | 2.3125 | 0.9688 | 2.5938 | 4 |  |  |  | 084738101253 | 08473810125 | https://www.hammondvalve.com/wp-content/uploads/spec-sheets/102_108_201.pdf | https://www.hammondvalve.com/consult-factory/ |  | 01/01/04
PH0722 | 0102000034 |  | 102 | 102 | 3/4 | AB | 0.75 | RADIATOR VALVE,GATE,BRONZE BODY,125 WSP,200 WOG,NRS | 235.09 | 1.18 | 2.2813 | 1.0313 | 3.5938 | 3 |  |  |  | 084738101260 | 08473810126 | https://www.hammondvalve.com/wp-content/uploads/spec-sheets/102_108_201.pdf | https://www.hammondvalve.com/consult-factory/ |  | 01/01/04
PH0722 | 0102000100 |  | 102 | 102 | 1 | AB | 1 | RADIATOR VALVE,GATE,BRONZE BODY,125 WSP,200 WOG,NRS | 323.11 | 1.78 | 2.875 | 1.2813 | 4.0938 | 2 |  |  |  | 084738101277 | 08473810127 | https://www.hammondvalve.com/wp-content/uploads/spec-sheets/102_108_201.pdf | https://www.hammondvalve.com/consult-factory/ |  | 01/01/04
PH0722 | 0102000114 |  | 102 | 102 | 1 1/4 | AB | 1.25 | RADIATOR VALVE,GATE,BRONZE BODY,125 WSP,200 WOG,NRS | 417.4 | 2.52 | 3.2188 | 1.4688 | 4.6563 | 6 |  |  |  | 084738101284 | 08473810128 | https://www.hammondvalve.com/wp-content/uploads/spec-sheets/102_108_201.pdf | https://www.hammondvalve.com/consult-factory/ |  | 01/01/04
PH0722 | 0108000100 |  | 108 | 108 | 1 | AB | 1 | RADIATOR VALVE,CONVECTOR STEAM,BRZ BODY,EPDM DISC | 321.14 | 1.78 | 1.6875 | 2.3125 | 3.5313 | 2 |  |  |  | 084738115441 | 08473811544 | https://www.hammondvalve.com/wp-content/uploads/spec-sheets/102_108_201.pdf | https://www.hammondvalve.com/consult-factory/ |  | 01/01/04
PH0722 | 0108000114 |  | 108 | 108 | 1 1/4 | AB | 1.25 | RADIATOR VALVE,CONVECTOR STEAM,BRZ BODY,EPDM DISC | 413.73 | 2.42 | 1.75 | 2.8438 | 3.8125 | 6 |  |  |  | 084738117575 | 08473811757 | https://www.hammondvalve.com/wp-content/uploads/spec-sheets/102_108_201.pdf | https://www.hammondvalve.com/consult-factory/ |  | 01/01/04
PH0722 | 0200000012 |  | 200 | 200 | 1/2 | AB | 0.5 | RADIATOR,GRAVITY HOT,BRASS BODY,EPDM DISC,UNION/M | 150.33 | 0.84 | 2.5 | 0.7813 | 1.875 | 4 |  |  |  | 084738117582 | 08473811758 | https://www.hammondvalve.com/wp-content/uploads/spec-sheets/100-25_200.pdf | https://www.hammondvalve.com/consult-factory/ |  | 01/01/04
PH0722 | 0200000034 |  | 200 | 200 | 3/4 | AB | 0.75 | RADIATOR,GRAVITY HOT,BRASS BODY,EPDM DISC,UNION/M | 188.93 | 1.12 | 2.875 | 0.9375 | 2.0625 | 3 |  |  |  | 084738117094 | 08473811709 | https://www.hammondvalve.com/wp-content/uploads/spec-sheets/100-25_200.pdf | https://www.hammondvalve.com/consult-factory/ |  | 01/01/04
PH0722 | 0200000100 |  | 200 | 200 | 1 | AB | 1 | RADIATOR,GRAVITY HOT,BRASS BODY,EPDM DISC,UNION/M | 244.1 | 1.52 | 0 | 0 | 0 | 2 |  |  |  | 084738117599 | 08473811759 | https://www.hammondvalve.com/wp-content/uploads/spec-sheets/100-25_200.pdf | https://www.hammondvalve.com/consult-factory/ |  | 01/01/04
PH0722 | 0200000114 |  | 200 | 200 | 1 1/4 | AB | 1.25 | RADIATOR,GRAVITY HOT,BRASS BODY,EPDM DISC,UNION/M | 356.27 | 2.1 | 0 | 0 | 0 | 6 |  |  |  | 084738117612 | 08473811761 | https://www.hammondvalve.com/wp-content/uploads/spec-sheets/100-25_200.pdf | https://www.hammondvalve.com/consult-factory/ |  | 01/01/04
PH0722 | 0201000012 |  | 201 | 201 | 1/2 | AB | 0.5 | RADIATOR VALVE,CIRCULATOR ANGLE,60 PSI,BRONZE BODY,PTFE SEATS,UNION/M X SWEAT | 143.56 | 0.74 | 2.5 | 0.7813 | 1.875 | 10 |  |  |  | 084738101369 | 08473810136 | https://www.hammondvalve.com/wp-content/uploads/spec-sheets/100-25_200.pdf | https://www.hammondvalve.com/consult-factory/ |  | 01/01/04
PH0722 | 0201000034 |  | 201 | 201 | 3/4 | AB | 0.75 | RADIATOR VALVE,CIRCULATOR ANGLE,60 PSI,BRONZE BODY,PTFE SEATS,UNION/M X SWEAT | 195.27 | 1.36 | 2.875 | 0.9375 | 2.0625 | 6 |  |  |  | 084738101376 | 08473810137 | https://www.hammondvalve.com/wp-content/uploads/spec-sheets/100-25_200.pdf | https://www.hammondvalve.com/consult-factory/ |  | 01/01/04
PH0722 | 0300000012 |  | 300 | 300 | 1/2 | AB | 0.5 | ELBOW,BRASS BODY,UNION MALE X FEMALE IPS | 88.2 | 0.42 | 2.375 | 0.5 | 1.0625 | 10 |  |  |  | 084738117629 | 08473811762 | https://www.hammondvalve.com/wp-content/uploads/spec-sheets/8201-15_8211-15_300_302.pdf | https://www.hammondvalve.com/consult-factory/ |  | 01/01/04
PH0722 | 0300000034 |  | 300 | 300 | 3/4 | AB | 0.75 | ELBOW,BRASS BODY,UNION MALE X FEMALE IPS | 115.78 | 0.56 | 2.6875 | 0.75 | 1.1875 | 10 |  |  |  | 084738117636 | 08473811763 | https://www.hammondvalve.com/wp-content/uploads/spec-sheets/8201-15_8211-15_300_302.pdf | https://www.hammondvalve.com/consult-factory/ |  | 01/01/04
PH0722 | 0300000100 |  | 300 | 300 | 1 | AB | 1 | ELBOW,BRASS BODY,UNION MALE X FEMALE IPS | 159.03 | 0.98 | 3.0625 | 1 | 1.4375 | 7 |  |  |  | 084738117643 | 08473811764 | https://www.hammondvalve.com/wp-content/uploads/spec-sheets/8201-15_8211-15_300_302.pdf | https://www.hammondvalve.com/consult-factory/ |  | 01/01/04
PH0722 | 0300000114 |  | 300 | 300 | 1 1/4 | AB | 1.25 | ELBOW,BRASS BODY,UNION MALE X FEMALE IPS | 248.38 | 1.44 | 3.4375 | 1.25 | 1.75 | 5 |  |  |  | 084738117650 | 08473811765 | https://www.hammondvalve.com/wp-content/uploads/spec-sheets/8201-15_8211-15_300_302.pdf | https://www.hammondvalve.com/consult-factory/ |  | 01/01/04
PH0722 | 0302000012 |  | 302 | 302 | 1/2 | AB | 0.5 | ELBOW,BRASS BODY,UNION MALE X SWEAT | 88.2 | 0.38 | 0.75 | 0.5 | 1.25 | 10 |  |  |  | 084738101529 | 08473810152 | https://www.hammondvalve.com/wp-content/uploads/spec-sheets/8201-15_8211-15_300_302.pdf | https://www.hammondvalve.com/consult-factory/ |  | 01/01/04
PH0722 | 0302000034 |  | 302 | 302 | 3/4 | AB | 0.75 | ELBOW,BRASS BODY,UNION/M X SWEAT | 115.65 | 0.54 | 0.75 | 1.5 | 0.75 | 10 |  |  |  | 084738101536 | 08473810153 | https://www.hammondvalve.com/wp-content/uploads/spec-sheets/8201-15_8211-15_300_302.pdf | https://www.hammondvalve.com/consult-factory/ |  | 01/01/04
PH0722 | 0445000012 |  | 445 | 445 | 1/2 | AF | 0.5 | STOP,BRASS BODY,150 WWP,THRD,BUNA-N SEAT | 38.98 | 0.54 | 2.125 | 0.5 | 2.75 | 10 |  |  |  | 084738100713 | 08473810071 | https://www.hammondvalve.com/wp-content/uploads/spec-sheets/445_446_545_546.pdf | https://www.hammondvalve.com/consult-factory/ |  | 01/01/04
PH0722 | 0445000034 |  | 445 | 445 | 3/4 | AF | 0.75 | STOP,BRASS BODY,150 WWP,THRD,BUNA-N SEAT | 44.17 | 0.58 | 2.1563 | 0.75 | 2.75 | 10 |  |  |  | 084738100720 | 08473810072 | https://www.hammondvalve.com/wp-content/uploads/spec-sheets/445_446_545_546.pdf | https://www.hammondvalve.com/consult-factory/ |  | 01/01/04
PH0722 | 0446000012 |  | 446 | 446 | 1/2 | AF | 0.5 | STOP,BRASS BODY,150 WWP,SOLDER ENDS,BUNA-N SEAT | 34.55 | 0.48 | 1.2188 | 0.5 | 2.75 | 10 |  |  |  | 084738100737 | 08473810073 | https://www.hammondvalve.com/wp-content/uploads/spec-sheets/445_446_545_546.pdf | https://www.hammondvalve.com/consult-factory/ |  | 01/01/04
PH0722 | 0446000034 |  | 446 | 446 | 3/4 | AF | 0.75 | STOP,BRASS BODY,150 WWP,SOLDER ENDS,BUNA-N SEAT | 41.7 | 0.54 | 1.2188 | 0.75 | 2.75 | 10 |  |  |  | 084738100744 | 08473810074 | https://www.hammondvalve.com/wp-content/uploads/spec-sheets/445_446_545_546.pdf | https://www.hammondvalve.com/consult-factory/ |  | 01/01/04
PH0722 | 0545000012 |  | 545 | 545 | 1/2 | AF | 0.5 | STOP,DRAINABLE BRASS BODY,150 WWP,THRD,BUNA-N SEAT | 40.14 | 0.56 | 2.125 | 0.5 | 2.75 | 10 |  |  |  | 084738100751 | 08473810075 | https://www.hammondvalve.com/wp-content/uploads/spec-sheets/445_446_545_546.pdf | https://www.hammondvalve.com/consult-factory/ |  | 01/01/04
PH0722 | 0545000034 |  | 545 | 545 | 3/4 | AF | 0.75 | STOP,DRAINABLE BRASS BODY,150 WWP,THRD,BUNA-N SEAT | 45 | 0.62 | 2.1563 | 0.75 | 2.75 | 10 |  |  |  | 084738100768 | 08473810076 | https://www.hammondvalve.com/wp-content/uploads/spec-sheets/445_446_545_546.pdf | https://www.hammondvalve.com/consult-factory/ |  | 01/01/04
PH0722 | 0546000012 |  | 546 | 546 | 1/2 | AF | 0.5 | STOP,DRAINABLE BRASS BODY,150 WWP,SOLDER,BUNA-N SEAT | 35.52 | 0.46 | 1.2188 | 0.5 | 2.75 | 10 |  |  |  | 084738100775 | 08473810077 | https://www.hammondvalve.com/wp-content/uploads/spec-sheets/445_446_545_546.pdf | https://www.hammondvalve.com/consult-factory/ |  | 01/01/04
PH0722 | 0546000034 |  | 546 | 546 | 3/4 | AF | 0.75 | STOP,DRAINABLE BRASS BODY,150 WWP,SOLDER,BUNA-N SEAT | 42.81 | 0.56 | 1.2188 | 0.75 | 2.75 | 10 |  |  |  | 084738100782 | 08473810078 | https://www.hammondvalve.com/wp-content/uploads/spec-sheets/445_446_545_546.pdf | https://www.hammondvalve.com/consult-factory/ |  | 01/01/04
PH0722 | 0546000100 |  | 546 | 546 | 1 | AF | 1 | STOP,DRAINABLE BRASS BODY,150 WWP,SOLDER,BUNA-N SEAT | 162.71 | 1.4 | 0 | 0 | 0 | 10 |  |  |  | 084738118527 | 08473811852 | https://www.hammondvalve.com/wp-content/uploads/spec-sheets/445_446_545_546.pdf | https://www.hammondvalve.com/consult-factory/ |  | 01/01/04
PH0722 | 0547000034 |  | 547 | 547 | 3/4 | AF | 0.75 | ANGLE GLOBE VALVE,125 WOG,BRZ W/DRAIN,BUNA DISC,FLARE COP X IPS | 159.03 | 1.04 | 2.375 | 3.5313 | 1.3438 | 6 |  |  |  | 084738110743 | 08473811074 | https://www.hammondvalve.com/wp-content/uploads/spec-sheets/547_548.pdf | https://www.hammondvalve.com/consult-factory/ |  | 01/01/04
PH0722 | 0547000100 |  | 547 | 547 | 1 | AF | 1 | ANGLE GLOBE VALVE,125 WOG,BRZ W/DRAIN,BUNA DISC,FLARE COP X IPS | 249.38 | 1.94 | 2.75 | 1.625 | 4.3438 | 5 |  |  |  | 084738110750 | 08473811075 | https://www.hammondvalve.com/wp-content/uploads/spec-sheets/547_548.pdf | https://www.hammondvalve.com/consult-factory/ |  | 01/01/04
PH0722 | 0547100034 |  | 547 | 547 | 3/4 | AF | 0.75 | ANGLE GLOBE VALVE,125 WOG,BRZ W/DRAIN,BUNA DISC,FLARE COP X IPS | 275.6 | 1.4 | 2.375 | 3.5313 | 1.3438 | 6 |  |  |  | 084738124528 | 08473812452 | https://www.hammondvalve.com/wp-content/uploads/spec-sheets/547_548.pdf | https://www.hammondvalve.com/consult-factory/ |  | 01/01/04
PH0722 | 0547340012 |  | 547 | 547 | 1/2 | AF | 0.5 | ANGLE GLOBE VALVE,125 WOG,BRZ W/DRAIN,BUNA DISC,FLARE COP X IPS | 128.74 | 1.1 | 0 | 0 | 0 | 6 |  |  |  | 084738124535 | 08473812453 | https://www.hammondvalve.com/wp-content/uploads/spec-sheets/547_548.pdf | https://www.hammondvalve.com/consult-factory/ |  | 01/01/04
PH0722 | 0548000034 |  | 548 | 548 | 3/4 | AF | 0.75 | ANGLE GLOBE VALVE,125 WOG,BRONZE BODY,BUNA DISC,FLARE COP X IPS | 154.57 | 1.02 | 2.375 | 3.5313 | 1.3438 | 6 |  |  |  | 084738112181 | 08473811218 | https://www.hammondvalve.com/wp-content/uploads/spec-sheets/547_548.pdf | https://www.hammondvalve.com/consult-factory/ |  | 01/01/04
PH0722 | 0548000100 |  | 548 | 548 | 1 | AF | 1 | ANGLE GLOBE VALVE,125 WOG,BRONZE BODY,BUNA DISC,FLARE COP X IPS | 246.06 | 1.94 | 0 | 0 | 0 | 5 |  |  |  | 084738112198 | 08473811219 | https://www.hammondvalve.com/wp-content/uploads/spec-sheets/547_548.pdf | https://www.hammondvalve.com/consult-factory/ |  | 01/01/04
PH0722 | 0548100034 |  | 548 | 548 | 3/4 | AF | 0.75 | ANGLE GLOBE VALVE,125 WOG,BRONZE BODY,BUNA DISC,FLARE COP X IPS | 271.73 | 1.38 | 2.75 | 1.625 | 4.3438 | 6 |  |  |  | 084738124542 | 08473812454 | https://www.hammondvalve.com/wp-content/uploads/spec-sheets/547_548.pdf | https://www.hammondvalve.com/consult-factory/ |  | 01/01/04
PH0722 | 0548340012 |  | 548 | 548 | 1/2 | AF | 0.5 | ANGLE GLOBE VALVE,125 WOG,BRONZE BODY,BUNA DISC,FLARE COP X IPS | 125.44 | 1.02 | 0 | 0 | 0 | 6 |  |  |  | 084738124559 | 08473812455 | https://www.hammondvalve.com/wp-content/uploads/spec-sheets/547_548.pdf | https://www.hammondvalve.com/consult-factory/ |  | 01/01/04
PH0722 | 0549000012 |  | 549 | 549 | 1/2 | AF | 0.5 | STOP & WASTE,COMPRESSION ENDS,150 WWP,BUNA-N SEAT | 52.29 | 0.58 | 0 | 0 | 0 | 10 |  |  |  | 084738124566 | 08473812456 | https://www.hammondvalve.com/consult-factory/ | https://www.hammondvalve.com/consult-factory/ |  | 01/01/04
PH0722 | 0549000034 |  | 549 | 549 | 3/4 | AF | 0.75 | STOP & WASTE,COMPRESSION ENDS,150 WWP,BUNA-N SEAT | 68.12 | 0.74 | 0 | 0 | 0 | 10 |  |  |  | 084738124573 | 08473812457 | https://www.hammondvalve.com/consult-factory/ | https://www.hammondvalve.com/consult-factory/ |  | 01/01/04
PH0722 | 0567000012 |  | 567 | 567 | 1/2 | AG | 0.5 | GATE VALVE,BRASS BODY,150 WOG,NON-RISING STEM,THREADED ENDS | 53.46 | 0.62 | 2.9063 | 0.5 | 1.6875 | 10 | 8.3071 | 7.4803 | 2.1654 | 084738107729 | 08473810772 | https://www.hammondvalve.com/wp-content/uploads/spec-sheets/567_568.pdf | https://www.hammondvalve.com/consult-factory/ |  | 01/01/04
PH0722 | 0567000014 |  | 567 | 567 | 1/4 | AG | 0.25 | PLUMBING GATE VALVE,BRASS BODY,150 WOG,NON-RISING STEM,THREADED ENDS | 61.53 | 0.62 | 2.8438 | 0.25 | 1.625 | 10 | 7.2441 | 8.3071 | 2.1654 | 084738107897 | 08473810789 | https://www.hammondvalve.com/wp-content/uploads/spec-sheets/567_568.pdf | https://www.hammondvalve.com/consult-factory/ |  | 01/01/04
PH0722 | 0567000034 |  | 567 | 567 | 3/4 | AG | 0.75 | PLUMBING GATE VALVE,BRASS BODY,150 WOG,NON-RISING STEM,THREADED ENDS | 72.15 | 0.86 | 3.3125 | 0.75 | 1.8438 | 5 | 8.6614 | 4.7244 | 2.1654 | 084738107736 | 08473810773 | https://www.hammondvalve.com/wp-content/uploads/spec-sheets/567_568.pdf | https://www.hammondvalve.com/consult-factory/ |  | 01/01/04
PH0722 | 0567000038 |  | 567 | 567 | 3/8 | AG | 0.375 | PLUMBING GATE VALVE,BRASS BODY,150 WOG,NON-RISING STEM,THREADED ENDS | 58.55 | 0.6 | 2.8438 | 0.375 | 1.625 | 10 | 7.2441 | 8.3071 | 2.1654 | 084738107903 | 08473810790 | https://www.hammondvalve.com/wp-content/uploads/spec-sheets/567_568.pdf | https://www.hammondvalve.com/consult-factory/ |  | 01/01/04
PH0722 | 0567000100 |  | 567 | 567 | 1 | AG | 1 | PLUMBING GATE VALVE,BRASS BODY,150 WOG,NON-RISING STEM,THREADED ENDS | 98.48 | 1.2 | 3.9375 | 1 | 2.0625 | 5 | 9.8032 | 5.1181 | 2.4409 | 084738107743 | 08473810774 | https://www.hammondvalve.com/wp-content/uploads/spec-sheets/567_568.pdf | https://www.hammondvalve.com/consult-factory/ |  | 01/01/04
PH0722 | 0567000112 |  | 567 | 567 | 1 1/2 | AG | 1.5 | PLUMBING GATE VALVE,BRASS BODY,150 WOG,NON-RISING STEM,THREADED ENDS | 181.66 | 2.28 | 4.9375 | 1.5 | 2.4375 | 4 | 10 | 6.2992 | 3.1496 | 084738107767 | 08473810776 | https://www.hammondvalve.com/wp-content/uploads/spec-sheets/567_568.pdf | https://www.hammondvalve.com/consult-factory/ |  | 01/01/04
PH0722 | 0567000114 |  | 567 | 567 | 1 1/4 | AG | 1.25 | PLUMBING GATE VALVE,BRASS BODY,150 WOG,NON-RISING STEM,THREADED ENDS | 142.64 | 1.72 | 4.3438 | 1.25 | 2.3438 | 5 | 10.5512 | 6.4961 | 3.1496 | 084738107750 | 08473810775 | https://www.hammondvalve.com/wp-content/uploads/spec-sheets/567_568.pdf | https://www.hammondvalve.com/consult-factory/ |  | 01/01/04
PH0722 | 0567000200 |  | 567 | 567 | 2 | AG | 2 | PLUMBING GATE VALVE,BRASS BODY,150 WOG,NON-RISING STEM,THREADED ENDS | 275.86 | 3.28 | 6.0313 | 2 | 2.8438 | 2 | 6.1811 | 7.6772 | 3.3465 | 084738107774 | 08473810777 | https://www.hammondvalve.com/wp-content/uploads/spec-sheets/567_568.pdf | https://www.hammondvalve.com/consult-factory/ |  | 01/01/04
PH0722 | 0567000212 |  | 567 | 567 | 2 1/2 | AG | 2.5 | PLUMBING GATE VALVE,BRASS BODY,150 WOG,NON-RISING STEM,THREADED ENDS | 736.17 | 6.28 | 7.4375 | 2.5 | 3.5 | 2 |  |  |  | 084738107880 | 08473810788 | https://www.hammondvalve.com/wp-content/uploads/spec-sheets/567_568.pdf | https://www.hammondvalve.com/consult-factory/ |  | 01/01/04
PH0722 | 0567000300 |  | 567 | 567 | 3 | AG | 3 | PLUMBING GATE VALVE,BRASS BODY,150 WOG,NON-RISING STEM,THREADED ENDS | 978.89 | 8.42 | 8.625 | 3 | 3.9688 | 1 |  |  |  | 084738122821 | 08473812282 | https://www.hammondvalve.com/wp-content/uploads/spec-sheets/567_568.pdf | https://www.hammondvalve.com/consult-factory/ |  | 01/01/04
PH0722 | 0567000400 |  | 567 | 567 | 4 | AG | 4 | PLUMBING GATE VALVE,BRASS BODY,150 WOG,NON-RISING STEM,THREADED ENDS | 1454.33 | 13.22 | 10 | 4 | 4.5625 | 1 |  |  |  | 084738107804 | 08473810780 | https://www.hammondvalve.com/wp-content/uploads/spec-sheets/567_568.pdf | https://www.hammondvalve.com/consult-factory/ |  | 01/01/04
PH0722 | 0568000012 |  | 568 | 568 | 1/2 | AG | 0.5 | PLUMBING GATE VALVE,BRASS BODY,150 WOG,NON-RISING STEM,SOLDER ENDS | 53.46 | 0.56 | 2.9063 | 0.5 | 2.7813 | 10 | 7.9528 | 7.4803 | 2.1654 | 084738107811 | 08473810781 | https://www.hammondvalve.com/wp-content/uploads/spec-sheets/567_568.pdf | https://www.hammondvalve.com/consult-factory/ |  | 01/01/04
PH0722 | 0568000034 |  | 568 | 568 | 3/4 | AG | 0.75 | PLUMBING GATE VALVE,BRASS BODY,150 WOG,NON-RISING STEM,SOLDER ENDS | 72.15 | 0.84 | 3.3125 | 0.75 | 2.3125 | 5 | 8.5039 | 4.7244 | 2.3622 | 084738107828 | 08473810782 | https://www.hammondvalve.com/wp-content/uploads/spec-sheets/567_568.pdf | https://www.hammondvalve.com/consult-factory/ |  | 01/01/04
PH0722 | 0568000100 |  | 568 | 568 | 1 | AG | 1 | PLUMBING GATE VALVE,BRASS BODY,150 WOG,NON-RISING STEM,SOLDER ENDS | 98.48 | 1.18 | 3.9375 | 1 | 2.8438 | 5 | 9.2126 | 5.5906 | 2.7559 | 084738107835 | 08473810783 | https://www.hammondvalve.com/wp-content/uploads/spec-sheets/567_568.pdf | https://www.hammondvalve.com/consult-factory/ |  | 01/01/04
PH0722 | 0568000112 |  | 568 | 568 | 1 1/2 | AG | 1.5 | PLUMBING GATE VALVE,BRASS BODY,150 WOG,NON-RISING STEM,SOLDER ENDS | 181.66 | 2.16 | 4.9375 | 1.5 | 3.2188 | 4 | 10.1969 | 6.5748 | 3.2677 | 084738107859 | 08473810785 | https://www.hammondvalve.com/wp-content/uploads/spec-sheets/567_568.pdf | https://www.hammondvalve.com/consult-factory/ |  | 01/01/04
PH0722 | 0568000114 |  | 568 | 568 | 1 1/4 | AG | 1.25 | PLUMBING GATE VALVE,BRASS BODY,150 WOG,NON-RISING STEM,SOLDER ENDS | 142.64 | 1.6 | 4.3438 | 1.25 | 3 | 5 | 10.9843 | 6.6929 | 3.1496 | 084738107842 | 08473810784 | https://www.hammondvalve.com/wp-content/uploads/spec-sheets/567_568.pdf | https://www.hammondvalve.com/consult-factory/ |  | 01/01/04
PH0722 | 0568000200 |  | 568 | 568 | 2 | AG | 2 | PLUMBING GATE VALVE,BRASS BODY,150 WOG,NON-RISING STEM,SOLDER ENDS | 275.86 | 3.16 | 6.0313 | 2 | 3.9688 | 2 | 7.5591 | 6.2992 | 4.0551 | 084738107866 | 08473810786 | https://www.hammondvalve.com/wp-content/uploads/spec-sheets/567_568.pdf | https://www.hammondvalve.com/consult-factory/ |  | 01/01/04
PH0722 | 0606000012 |  | 606 | 606 | 1/2 | AA | 0.5 | PLUMBING GATE VALVE,125 SWP 200 WOG,BRONZE BODY,NON-RISING STEM,THREADED ENDS | 131.83 | 0.78 | 2 | 0.5 | 3.0625 | 10 | 10.5 | 6 | 3.25 | 084738100034 | 08473810003 | https://www.hammondvalve.com/wp-content/uploads/spec-sheets/606_607.pdf | https://www.hammondvalve.com/consult-factory/ |  | 01/01/04
PH0722 | 0606000014 |  | 606 | 606 | 1/4 | AA | 0.25 | PLUMBING GATE VALVE,125 SWP 200 WOG,BRONZE BODY,NON-RISING STEM,THREADED ENDS | 131.83 | 0.76 | 1.75 | 0.25 | 3.0625 | 16 | 9 | 9 | 2.125 | 084738100010 | 08473810001 | https://www.hammondvalve.com/wp-content/uploads/spec-sheets/606_607.pdf | https://www.hammondvalve.com/consult-factory/ |  | 01/01/04
PH0722 | 0606000034 |  | 606 | 606 | 3/4 | AA | 0.75 | PLUMBING GATE VALVE,125 SWP 200 WOG,BRONZE BODY,NON-RISING STEM,THREADED ENDS | 161.8 | 1.48 | 2.125 | 0.75 | 3.9375 | 6 | 10.5 | 6 | 3.25 | 084738100041 | 08473810004 | https://www.hammondvalve.com/wp-content/uploads/spec-sheets/606_607.pdf | https://www.hammondvalve.com/consult-factory/ |  | 01/01/04
PH0722 | 0606000038 |  | 606 | 606 | 3/8 | AA | 0.375 | PLUMBING GATE VALVE,125 SWP 200 WOG,BRONZE BODY,NON-RISING STEM,THREADED ENDS | 131.83 | 0.78 | 1.8125 | 0.375 | 3.0625 | 10 | 9 | 9 | 2.125 | 084738100027 | 08473810002 | https://www.hammondvalve.com/wp-content/uploads/spec-sheets/606_607.pdf | https://www.hammondvalve.com/consult-factory/ |  | 01/01/04
PH0722 | 0606000100 |  | 606 | 606 | 1 | AA | 1 | PLUMBING GATE VALVE,125 SWP 200 WOG,BRONZE BODY,NON-RISING STEM,THREADED ENDS | 224.44 | 2.08 | 2.5625 | 1 | 4.25 | 6 | 10 | 7.5 | 2.5 | 084738100058 | 08473810005 | https://www.hammondvalve.com/wp-content/uploads/spec-sheets/606_607.pdf | https://www.hammondvalve.com/consult-factory/ |  | 01/01/04
PH0722 | 0606000112 |  | 606 | 606 | 1 1/2 | AA | 1.5 | PLUMBING GATE VALVE,125 SWP 200 WOG,BRONZE BODY,NON-RISING STEM,THREADED ENDS | 426.5 | 3.78 | 2.8125 | 1.5 | 5.625 | 4 | 11 | 8.25 | 3 | 084738100072 | 08473810007 | https://www.hammondvalve.com/wp-content/uploads/spec-sheets/606_607.pdf | https://www.hammondvalve.com/consult-factory/ |  | 01/01/04
PH0722 | 0606000114 |  | 606 | 606 | 1 1/4 | AA | 1.25 | PLUMBING GATE VALVE,125 SWP 200 WOG,BRONZE BODY,NON-RISING STEM,THREADED ENDS | 323.37 | 3 | 2.7813 | 1.25 | 5.1875 | 4 | 9.5 | 7.5 | 3 | 084738100065 | 08473810006 | https://www.hammondvalve.com/wp-content/uploads/spec-sheets/606_607.pdf | https://www.hammondvalve.com/consult-factory/ |  | 01/01/04
PH0722 | 0606000200 |  | 606 | 606 | 2 | AA | 2 | PLUMBING GATE VALVE,125 SWP 200 WOG,BRONZE BODY,NON-RISING STEM,THREADED ENDS | 611.45 | 6.32 | 3.3125 | 2 | 6.75 | 2 | 9.5 | 7.5 | 3 | 084738100089 | 08473810008 | https://www.hammondvalve.com/wp-content/uploads/spec-sheets/606_607.pdf | https://www.hammondvalve.com/consult-factory/ |  | 01/01/04
PH0722 | 0606000212 |  | 606 | 606 | 2 1/2 | AA | 2.5 | PLUMBING GATE VALVE,125 SWP 200 WOG,BRONZE BODY,NON-RISING STEM,THREADED ENDS | 1340.95 | 9.94 | 4.8125 | 2.5 | 9.125 | 1 | 16 | 5.5 | 5.5 | 084738100096 | 08473810009 | https://www.hammondvalve.com/wp-content/uploads/spec-sheets/606_607.pdf | https://www.hammondvalve.com/consult-factory/ |  | 01/01/04
PH0722 | 0606000300 |  | 606 | 606 | 3 | AA | 3 | PLUMBING GATE VALVE,125 SWP 200 WOG,BRONZE BODY,NON-RISING STEM,THREADED ENDS | 1907.29 | 14.44 | 4.625 | 3 | 10.375 | 1 | 16 | 5.5 | 5.5 | 084738100102 | 08473810010 | https://www.hammondvalve.com/wp-content/uploads/spec-sheets/606_607.pdf | https://www.hammondvalve.com/consult-factory/ |  | 01/01/04
PH0722 | 0606320012 |  | 606 | 60632 | 1/2 | AA | 0.5 | GATE VALVE,BRONZE BODY,125 SWP,200 WOG,NON-RISING STEM,THREADED ENDS,X-HNDL | 144.49 | 0.75 | 2 | 0.5 | 3.0625 | 36 | 10.5 | 6 | 3.25 | 084738122562 | 08473812256 | https://www.hammondvalve.com/wp-content/uploads/spec-sheets/606_607.pdf | https://www.hammondvalve.com/consult-factory/ |  | 01/01/04
PH0722 | 0606320034 |  | 606 | 60632 | 3/4 | AA | 0.75 | GATE VALVE,BRONZE BODY,125 SWP,200 WOG,NON-RISING STEM,THREADED ENDS,X-HNDL | 175.14 | 1.42 | 2.125 | 0.75 | 3.9375 | 1 | 10.5 | 6 | 3.25 | 084738285748 | 08473828574 | https://www.hammondvalve.com/wp-content/uploads/spec-sheets/606_607.pdf | https://www.hammondvalve.com/consult-factory/ |  | 01/01/04
PH0722 | 0606320100 |  | 606 | 60632 | 1 | AA | 1 | GATE VALVE,BRONZE BODY,125 SWP,200 WOG,NON-RISING STEM,THREADED ENDS,X-HNDL | 237.77 | 1.92 | 2.5625 | 1 | 4.25 | 6 | 10.5 | 10 | 3 | 084738122579 | 08473812257 | https://www.hammondvalve.com/wp-content/uploads/spec-sheets/606_607.pdf | https://www.hammondvalve.com/consult-factory/ |  | 01/01/04
PH0722 | 0606320112 |  | 606 | 60632 | 1 1/2 | AA | 1.5 | GATE VALVE,BRONZE BODY,125 SWP,200 WOG,NON-RISING STEM,THREADED ENDS,X-HNDL | 439.86 | 3.62 | 2.8125 | 1.5 | 5.625 | 6 | 10.5 | 8 | 3 | 084738122586 | 08473812258 | https://www.hammondvalve.com/wp-content/uploads/spec-sheets/606_607.pdf | https://www.hammondvalve.com/consult-factory/ |  | 01/01/04
PH0722 | 0606320114 |  | 606 | 60632 | 1 1/4 | AA | 1.25 | GATE VALVE,BRONZE BODY,125 SWP,200 WOG,NON-RISING STEM,THREADED ENDS,X-HNDL | 336.73 | 2.8 | 2.8125 | 1.5 | 5.625 | 8 | 9.5 | 7.5 | 3 | 084738133490 | 08473813349 | https://www.hammondvalve.com/wp-content/uploads/spec-sheets/606_607.pdf | https://www.hammondvalve.com/consult-factory/ |  | 01/01/04
PH0722 | 0606320200 |  | 606 | 60632 | 2 | AA | 2 | GATE VALVE,BRONZE BODY,125 SWP,200 WOG,NON-RISING STEM,THREADED ENDS,X-HNDL | 638 | 6.12 | 3.3125 | 2 | 6.75 | 2 | 9.5 | 7.5 | 3 | 084738122265 | 08473812226 | https://www.hammondvalve.com/wp-content/uploads/spec-sheets/606_607.pdf | https://www.hammondvalve.com/consult-factory/ |  | 01/01/04
PH0722 | 0606320212 |  | 606 | 60632 | 2 1/2 | AA | 2.5 | GATE VALVE,BRONZE BODY,125 SWP,200 WOG,NON-RISING STEM,THREADED ENDS,X-HNDL | 1367.47 | 9.52 | 0 | 0 | 0 | 3 | 16 | 5.5 | 5.5 | 084738133506 | 08473813350 | https://www.hammondvalve.com/wp-content/uploads/spec-sheets/606_607.pdf | https://www.hammondvalve.com/consult-factory/ |  | 01/01/04
PH0722 | 0606320300 |  | 606 | 60632 | 3 | AA | 3 | GATE VALVE,BRONZE BODY,125 SWP,200 WOG,NON-RISING STEM,THREADED ENDS,X-HNDL | 1933.8 | 13.54 | 0 | 0 | 0 | 2 | 16 | 5.5 | 5.5 | 084738133513 | 08473813351 | https://www.hammondvalve.com/wp-content/uploads/spec-sheets/606_607.pdf | https://www.hammondvalve.com/consult-factory/ |  | 01/01/04
PH0722 | 0606640012 |  | 606 | 60664 | 1/2 | AA | 0.5 | GATE VALVE,BRONZE BODY,125 SWP,200 WOG,NON-RISING STEM,THREADED ENDS,BRONZE HANDWHEEL | 136.86 | 0.98 | 2 | 0.5 | 3.0625 | 36 | 10.5 | 8 | 3 | 084738133193 | 08473813319 | https://www.hammondvalve.com/wp-content/uploads/spec-sheets/606_607.pdf | https://www.hammondvalve.com/consult-factory/ |  | 01/01/04
PH0722 | 0606640014 |  | 606 | 60664 | 1/4 | AA | 0.25 | GATE VALVE,BRONZE BODY,125 SWP,200 WOG,NON-RISING STEM,THREADED ENDS,BRONZE HANDWHEEL | 216.49 | 0.96 | 0 | 0 | 0 | 1 | 9 | 9 | 2.125 | 084738291701 | 08473829170 | https://www.hammondvalve.com/wp-content/uploads/spec-sheets/606_607.pdf | https://www.hammondvalve.com/consult-factory/ |  | 08/09/11
PH0722 | 0606640034 |  | 606 | 60664 | 3/4 | AA | 0.75 | GATE VALVE,BRONZE BODY,125 SWP,200 WOG,NON-RISING STEM,THREADED ENDS,BRONZE HANDWHEEL | 167.76 | 1.62 | 2.125 | 0.75 | 3.9375 | 2 | 10.5 | 6 | 3.25 | 084738133209 | 08473813320 | https://www.hammondvalve.com/wp-content/uploads/spec-sheets/606_607.pdf | https://www.hammondvalve.com/consult-factory/ |  | 01/01/04
PH0722 | 0606640038 |  | 606 | 60664 | 3/8 | AA | 0.375 | GATE VALVE,BRONZE BODY,125 SWP,200 WOG,NON-RISING STEM,THREADED ENDS,BRONZE HANDWHEEL | 136.86 | 1 | 1.8125 | 0.375 | 3.0625 | 32 | 9 | 9 | 2.125 | 084738134817 | 08473813481 | https://www.hammondvalve.com/wp-content/uploads/spec-sheets/606_607.pdf | https://www.hammondvalve.com/consult-factory/ |  | 01/01/04
PH0722 | 0606640100 |  | 606 | 60664 | 1 | AA | 1 | GATE VALVE,BRONZE BODY,125 SWP,200 WOG,NON-RISING STEM,THREADED ENDS,BRONZE HANDWHEEL | 231.39 | 2.14 | 2.5625 | 1 | 4.25 | 6 | 10 | 7.5 | 2.5 | 084738133216 | 08473813321 | https://www.hammondvalve.com/wp-content/uploads/spec-sheets/606_607.pdf | https://www.hammondvalve.com/consult-factory/ |  | 01/01/04
PH0722 | 0606640112 |  | 606 | 60664 | 1 1/2 | AA | 1.5 | GATE VALVE,BRONZE BODY,125 SWP,200 WOG,NON-RISING STEM,THREADED ENDS,BRONZE HANDWHEEL | 436.47 | 4.12 | 2.8125 | 1.5 | 5.625 | 4 | 11 | 8.25 | 3 | 084738133230 | 08473813323 | https://www.hammondvalve.com/wp-content/uploads/spec-sheets/606_607.pdf | https://www.hammondvalve.com/consult-factory/ |  | 01/01/04
PH0722 | 0606640114 |  | 606 | 60664 | 1 1/4 | AA | 1.25 | GATE VALVE,BRONZE BODY,125 SWP,200 WOG,NON-RISING STEM,THREADED ENDS,BRONZE HANDWHEEL | 331.38 | 3.24 | 2.7813 | 1.25 | 5.1875 | 8 | 9.5 | 7.5 | 3 | 084738133223 | 08473813322 | https://www.hammondvalve.com/wp-content/uploads/spec-sheets/606_607.pdf | https://www.hammondvalve.com/consult-factory/ |  | 01/01/04
PH0722 | 0606640200 |  | 606 | 60664 | 2 | AA | 2 | GATE VALVE,BRONZE BODY,125 SWP,200 WOG,NON-RISING STEM,THREADED ENDS,BRONZE HANDWHEEL | 622.35 | 6 | 3.3125 | 2 | 6.75 | 2 | 9.5 | 7.5 | 3 | 084738133247 | 08473813324 | https://www.hammondvalve.com/wp-content/uploads/spec-sheets/606_607.pdf | https://www.hammondvalve.com/consult-factory/ |  | 01/01/04
PH0722 | 0606640212 |  | 606 | 60664 | 2 1/2 | AA | 2.5 | GATE VALVE,BRONZE BODY,125 SWP,200 WOG,NON-RISING STEM,THREADED ENDS,BRONZE HANDWHEEL | 1352.93 | 10.66 | 4.8125 | 2.5 | 9.125 | 1 | 16 | 5.5 | 5.5 | 084738133254 | 08473813325 | https://www.hammondvalve.com/wp-content/uploads/spec-sheets/606_607.pdf | https://www.hammondvalve.com/consult-factory/ |  | 01/01/04
PH0722 | 0606640300 |  | 606 | 60664 | 3 | AA | 3 | GATE VALVE,BRONZE BODY,125 SWP,200 WOG,NON-RISING STEM,THREADED ENDS,BRONZE HANDWHEEL | 1922.24 | 14.9 | 4.625 | 3 | 10.375 | 1 | 16 | 5.5 | 5.5 | 084738133261 | 08473813326 | https://www.hammondvalve.com/wp-content/uploads/spec-sheets/606_607.pdf | https://www.hammondvalve.com/consult-factory/ |  | 01/01/04
PH0722 | 0607000012 |  | 607 | 607 | 1/2 | AA | 0.5 | GATE VALVE,BRONZE BODY,125 SWP,200 WOG,NON-RISING STEM,SOLDER ENDS | 131.83 | 0.7 | 1.875 | 0.5 | 3.0625 | 10 | 8.5 | 8.5 | 4.125 | 084738100126 | 08473810012 | https://www.hammondvalve.com/wp-content/uploads/spec-sheets/606_607.pdf | https://www.hammondvalve.com/consult-factory/ |  | 01/01/04
PH0722 | 0607000034 |  | 607 | 607 | 3/4 | AA | 0.75 | GATE VALVE,BRONZE BODY,125 SWP,200 WOG,NON-RISING STEM,SOLDER ENDS | 161.8 | 1.32 | 2.5 | 0.75 | 3.9375 | 6 | 10.5 | 6 | 3.25 | 084738100133 | 08473810013 | https://www.hammondvalve.com/wp-content/uploads/spec-sheets/606_607.pdf | https://www.hammondvalve.com/consult-factory/ |  | 01/01/04
PH0722 | 0607000038 |  | 607 | 607 | 3/8 | AA | 0.375 | PLUMBING GATE VALVE,BRONZE BODY,125 SWP 200 WOG,NON-RISING STEM,SOLDER ENDS | 131.83 | 0.7 | 1.625 | 0.375 | 3.0625 | 6 | 8.5 | 8.5 | 4.125 | 084738100119 | 08473810011 | https://www.hammondvalve.com/wp-content/uploads/spec-sheets/606_607.pdf | https://www.hammondvalve.com/consult-factory/ |  | 01/01/04
PH0722 | 0607000100 |  | 607 | 607 | 1 | AA | 1 | PLUMBING GATE VALVE,BRONZE BODY,125 SWP 200 WOG,NON-RISING STEM,SOLDER ENDS | 224.44 | 1.82 | 3 | 1 | 4.25 | 6 | 10.5 | 8 | 3 | 084738100140 | 08473810014 | https://www.hammondvalve.com/wp-content/uploads/spec-sheets/606_607.pdf | https://www.hammondvalve.com/consult-factory/ |  | 01/01/04
PH0722 | 0607000112 |  | 607 | 607 | 1 1/2 | AA | 1.5 | PLUMBING GATE VALVE,BRONZE BODY,125 SWP 200 WOG,NON-RISING STEM,SOLDER ENDS | 426.5 | 3.44 | 3.625 | 1.5 | 5.625 | 4 | 11.5 | 9 | 3 | 084738100164 | 08473810016 | https://www.hammondvalve.com/wp-content/uploads/spec-sheets/606_607.pdf | https://www.hammondvalve.com/consult-factory/ |  | 01/01/04
PH0722 | 0607000114 |  | 607 | 607 | 1 1/4 | AA | 1.25 | PLUMBING GATE VALVE,BRONZE BODY,125 SWP 200 WOG,NON-RISING STEM,SOLDER ENDS | 323.37 | 2.64 | 3.25 | 1.25 | 5.1875 | 8 | 9.5 | 7.5 | 3 | 084738100157 | 08473810015 | https://www.hammondvalve.com/wp-content/uploads/spec-sheets/606_607.pdf | https://www.hammondvalve.com/consult-factory/ |  | 01/01/04
PH0722 | 0607000200 |  | 607 | 607 | 2 | AA | 2 | PLUMBING GATE VALVE,BRONZE BODY,125 SWP 200 WOG,NON-RISING STEM,SOLDER ENDS | 611.45 | 6.02 | 4.3125 | 2 | 6.75 | 2 | 9.5 | 7.5 | 3 | 084738100171 | 08473810017 | https://www.hammondvalve.com/wp-content/uploads/spec-sheets/606_607.pdf | https://www.hammondvalve.com/consult-factory/ |  | 01/01/04
PH0722 | 0607000212 |  | 607 | 607 | 2 1/2 | AA | 2.5 | PLUMBING GATE VALVE,BRONZE BODY,125 SWP 200 WOG,NON-RISING STEM,SOLDER ENDS | 1340.95 | 8.84 | 4.8125 | 2.5 | 9.125 | 1 | 16 | 5.5 | 5.5 | 084738100188 | 08473810018 | https://www.hammondvalve.com/wp-content/uploads/spec-sheets/606_607.pdf | https://www.hammondvalve.com/consult-factory/ |  | 01/01/04
PH0722 | 0607000300 |  | 607 | 607 | 3 | AA | 3 | PLUMBING GATE VALVE,BRONZE BODY,125 SWP 200 WOG,NON-RISING STEM,SOLDER ENDS | 1907.29 | 13.28 | 5.4375 | 3 | 10.375 | 2 | 16 | 5.5 | 5.5 | 084738100195 | 08473810019 | https://www.hammondvalve.com/wp-content/uploads/spec-sheets/606_607.pdf | https://www.hammondvalve.com/consult-factory/ |  | 01/01/04
PH0722 | 0607320112 |  | 607 | 60732 | 1 1/2 | AG | 1.5 | GATE,125 SWP,200 WOG,BRZ BODY,SOLDER,NRS,WITH CROSSHANDLE FOR BURIED SERVICE | 439.86 | 3.4 | 3.625 | 1.5 | 5.625 | 1 |  |  |  | 084738123156 | 08473812315 | https://www.hammondvalve.com/wp-content/uploads/spec-sheets/606_607.pdf | https://www.hammondvalve.com/consult-factory/ |  | 01/01/04
PH0722 | 0667000012 |  | 667 | 667 | 1/2 | AG | 0.5 | PLUMBING GATE VALVE,BRASS BODY,200 WOG,NON-RISING STEM,THREADED ENDS | 59.48 | 0.64 | 1.6875 | 0.5 | 2.9063 | 10 | 8.3071 | 7.4803 | 2.1654 | 084738100386 | 08473810038 | https://www.hammondvalve.com/wp-content/uploads/spec-sheets/667_668.pdf | https://www.hammondvalve.com/consult-factory/ |  | 01/01/04
PH0722 | 0667000014 |  | 667 | 667 | 1/4 | AG | 0.25 | PLUMBING GATE VALVE,BRASS BODY,200 WOG,NON-RISING STEM,THREADED ENDS | 68.33 | 0.64 | 1.125 | 0.25 | 2.8438 | 10 | 7.2441 | 8.3071 | 2.1654 | 084738100362 | 08473810036 | https://www.hammondvalve.com/wp-content/uploads/spec-sheets/667_668.pdf | https://www.hammondvalve.com/consult-factory/ |  | 01/01/04
PH0722 | 0667000034 |  | 667 | 667 | 3/4 | AG | 0.75 | PLUMBING GATE VALVE,BRASS BODY,200 WOG,NON-RISING STEM,THREADED ENDS | 80.18 | 0.86 | 1.8438 | 0.75 | 3.125 | 5 | 8.6614 | 4.7244 | 2.1654 | 084738100393 | 08473810039 | https://www.hammondvalve.com/wp-content/uploads/spec-sheets/667_668.pdf | https://www.hammondvalve.com/consult-factory/ |  | 01/01/04
PH0722 | 0667000038 |  | 667 | 667 | 3/8 | AG | 0.375 | PLUMBING GATE VALVE,BRASS BODY,200 WOG,NON-RISING STEM,THREADED ENDS | 68.33 | 0.58 | 1.125 | 0.375 | 2.8438 | 10 | 7.2441 | 8.3071 | 2.1654 | 084738100379 | 08473810037 | https://www.hammondvalve.com/wp-content/uploads/spec-sheets/667_668.pdf | https://www.hammondvalve.com/consult-factory/ |  | 01/01/04
PH0722 | 0667000100 |  | 667 | 667 | 1 | AG | 1 | PLUMBING GATE VALVE,BRASS BODY,200 WOG,NON-RISING STEM,THREADED ENDS | 109.53 | 1.22 | 2.1875 | 1 | 3.9375 | 5 | 9.8032 | 5.1181 | 2.4409 | 084738100409 | 08473810040 | https://www.hammondvalve.com/wp-content/uploads/spec-sheets/667_668.pdf | https://www.hammondvalve.com/consult-factory/ |  | 01/01/04
PH0722 | 0667000112 |  | 667 | 667 | 1 1/2 | AG | 1.5 | PLUMBING GATE VALVE,BRASS BODY,200 WOG,NON-RISING STEM,THREADED ENDS | 201.76 | 2.14 | 2.4375 | 1.5 | 4.9375 | 4 | 10 | 6.2992 | 3.1496 | 084738100423 | 08473810042 | https://www.hammondvalve.com/wp-content/uploads/spec-sheets/667_668.pdf | https://www.hammondvalve.com/consult-factory/ |  | 01/01/04
PH0722 | 0667000114 |  | 667 | 667 | 1 1/4 | AG | 1.25 | PLUMBING GATE VALVE,BRASS BODY,200 WOG,NON-RISING STEM,THREADED ENDS | 158.31 | 1.74 | 2.4063 | 1.25 | 4.3438 | 5 | 10.5512 | 6.4961 | 3.1496 | 084738100416 | 08473810041 | https://www.hammondvalve.com/wp-content/uploads/spec-sheets/667_668.pdf | https://www.hammondvalve.com/consult-factory/ |  | 01/01/04
PH0722 | 0667000200 |  | 667 | 667 | 2 | AG | 2 | PLUMBING GATE VALVE,BRASS BODY,200 WOG,NON-RISING STEM,THREADED ENDS | 308.62 | 3.18 | 2.8438 | 2 | 6.0313 | 2 | 6.1811 | 7.6772 | 3.3465 | 084738100430 | 08473810043 | https://www.hammondvalve.com/wp-content/uploads/spec-sheets/667_668.pdf | https://www.hammondvalve.com/consult-factory/ |  | 01/01/04
PH0722 | 0667000212 |  | 667 | 667 | 2 1/2 | AG | 2.5 | PLUMBING GATE VALVE,BRASS BODY,200 WOG,NON-RISING STEM,THREADED ENDS | 817.94 | 6.42 | 3.5 | 2.5 | 7.4376 | 2 |  |  |  | 084738100447 | 08473810044 | https://www.hammondvalve.com/wp-content/uploads/spec-sheets/667_668.pdf | https://www.hammondvalve.com/consult-factory/ |  | 01/01/04
PH0722 | 0667000300 |  | 667 | 667 | 3 | AG | 3 | PLUMBING GATE VALVE,BRASS BODY,200 WOG,NON-RISING STEM,THREADED ENDS | 1087.46 | 8.52 | 3.9688 | 3 | 8.625 | 1 |  |  |  | 084738100454 | 08473810045 | https://www.hammondvalve.com/wp-content/uploads/spec-sheets/667_668.pdf | https://www.hammondvalve.com/consult-factory/ |  | 01/01/04
PH0722 | 0667000400 |  | 667 | 667 | 4 | AG | 4 | PLUMBING GATE VALVE,BRASS BODY,200 WOG,NON-RISING STEM,THREADED ENDS | 1737.46 | 8.44 | 4.5625 | 4 | 10 | 1 |  |  |  | 084738100461 | 08473810046 | https://www.hammondvalve.com/wp-content/uploads/spec-sheets/667_668.pdf | https://www.hammondvalve.com/consult-factory/ |  | 01/01/04
PH0722 | 0667200012 |  | 667 | 66720 | 1/2 | AG | 0.5 | PLUMBING GATE VALVE,BRASS BODY,200 WOG,NON-RISING STEM,THREADED ENDS,DRAINABLE BODY | 46.9 | 0.62 | 1.6875 | 0.5 | 2.9063 | 10 |  |  |  | 084738123033 | 08473812303 | https://www.hammondvalve.com/wp-content/uploads/spec-sheets/667_668.pdf | https://www.hammondvalve.com/consult-factory/ |  | 01/01/04
PH0722 | 0667200034 |  | 667 | 66720 | 3/4 | AG | 0.75 | PLUMBING GATE VALVE,BRASS BODY,200 WOG,NON-RISING STEM,THREADED ENDS,DRAINABLE BODY | 53.91 | 0.86 | 1.8438 | 0.75 | 3.125 | 5 |  |  |  | 084738115878 | 08473811587 | https://www.hammondvalve.com/wp-content/uploads/spec-sheets/667_668.pdf | https://www.hammondvalve.com/consult-factory/ |  | 01/01/04
PH0722 | 0667200100 |  | 667 | 66720 | 1 | AG | 1 | PLUMBING GATE VALVE,BRASS BODY,200 WOG,NON-RISING STEM,THREADED ENDS,DRAINABLE BODY | 75.76 | 1.24 | 2.1875 | 1 | 3.9375 | 5 |  |  |  | 084738123040 | 08473812304 | https://www.hammondvalve.com/wp-content/uploads/spec-sheets/667_668.pdf | https://www.hammondvalve.com/consult-factory/ |  | 01/01/04
PH0722 | 0667320012 |  | 667 | 66732 | 1/2 | AG | 0.5 | PLUMBING GATE VALVE,BRASS BODY,200 WOG,NON-RISING STEM,THREADED ENDS,X-HANDLE | 72.73 | 0.56 | 1.6875 | 0.5 | 2.9063 | 10 |  |  |  | 084738123057 | 08473812305 | https://www.hammondvalve.com/wp-content/uploads/spec-sheets/667_668.pdf | https://www.hammondvalve.com/consult-factory/ |  | 01/01/04
PH0722 | 0667320034 |  | 667 | 66732 | 3/4 | AG | 0.75 | PLUMBING GATE VALVE,BRASS BODY,200 WOG,NON-RISING STEM,THREADED ENDS,X-HANDLE | 87.72 | 0.7 | 1.8438 | 0.75 | 3.125 | 10 |  |  |  | 084738102267 | 08473810226 | https://www.hammondvalve.com/wp-content/uploads/spec-sheets/667_668.pdf | https://www.hammondvalve.com/consult-factory/ |  | 01/01/04
PH0722 | 0667320100 |  | 667 | 66732 | 1 | AG | 1 | PLUMBING GATE VALVE,BRASS BODY,200 WOG,NON-RISING STEM,THREADED ENDS,X-HANDLE | 115.98 | 1.122 | 2.1875 | 1 | 3.9375 | 5 |  |  |  | 084738102274 | 08473810227 | https://www.hammondvalve.com/wp-content/uploads/spec-sheets/667_668.pdf | https://www.hammondvalve.com/consult-factory/ |  | 01/01/04
PH0722 | 0667320112 |  | 667 | 66732 | 1 1/2 | AG | 1.5 | PLUMBING GATE VALVE,BRASS BODY,200 WOG,NON-RISING STEM,THREADED ENDS,X-HANDLE | 202.5 | 2.04 | 2.4375 | 1.5 | 4.9375 | 4 |  |  |  | 084738102298 | 08473810229 | https://www.hammondvalve.com/wp-content/uploads/spec-sheets/667_668.pdf | https://www.hammondvalve.com/consult-factory/ |  | 01/01/04
PH0722 | 0667320114 |  | 667 | 66732 | 1 1/4 | AG | 1.25 | PLUMBING GATE VALVE,BRASS BODY,200 WOG,NON-RISING STEM,THREADED ENDS,X-HANDLE | 172.54 | 1.62 | 2.4063 | 1.25 | 4.3438 | 5 |  |  |  | 084738102281 | 08473810228 | https://www.hammondvalve.com/wp-content/uploads/spec-sheets/667_668.pdf | https://www.hammondvalve.com/consult-factory/ |  | 01/01/04
PH0722 | 0667320200 |  | 667 | 66732 | 2 | AG | 2 | PLUMBING GATE VALVE,BRASS BODY,200 WOG,NON-RISING STEM,THREADED ENDS,X-HANDLE | 302.62 | 3.1 | 2.8438 | 2 | 6.0313 | 2 |  |  |  | 084738102304 | 08473810230 | https://www.hammondvalve.com/wp-content/uploads/spec-sheets/667_668.pdf | https://www.hammondvalve.com/consult-factory/ |  | 01/01/04
PH0722 | 0667320212 |  | 667 | 66732 | 2 1/2 | AG | 2.5 | PLUMBING GATE VALVE,BRASS BODY,200 WOG,NON-RISING STEM,THREADED ENDS,X-HANDLE | 900.74 | 5.48 | 3.5 | 2.5 | 7.4376 | 2 |  |  |  | 084738102311 | 08473810231 | https://www.hammondvalve.com/wp-content/uploads/spec-sheets/667_668.pdf | https://www.hammondvalve.com/consult-factory/ |  | 01/01/04
PH0722 | 0667320300 |  | 667 | 66732 | 3 | AG | 3 | PLUMBING GATE VALVE,BRASS BODY,200 WOG,NON-RISING STEM,THREADED ENDS,X-HANDLE | 1115.17 | 8.02 | 3.9688 | 3 | 8.625 | 1 |  |  |  | 084738102328 | 08473810232 | https://www.hammondvalve.com/wp-content/uploads/spec-sheets/667_668.pdf | https://www.hammondvalve.com/consult-factory/ |  | 01/01/04
PH0722 | 0667320400 |  | 667 | 66732 | 4 | AG | 4 | PLUMBING GATE VALVE,BRASS BODY,200 WOG,NON-RISING STEM,THREADED ENDS,X-HANDLE | 1896.63 | 11.51 | 4.5625 | 4 | 10 | 1 |  |  |  | 084738102342 | 08473810234 | https://www.hammondvalve.com/wp-content/uploads/spec-sheets/667_668.pdf | https://www.hammondvalve.com/consult-factory/ |  | 01/01/04
PH0722 | 0668000012 |  | 668 | 668 | 1/2 | AG | 0.5 | PLUMBING GATE VALVE,BRASS BODY,200 WOG,NON-RISING STEM,SOLDER ENDS | 59.48 | 0.58 | 1.7813 | 0.5 | 2.9063 | 10 | 7.9528 | 7.4803 | 2.1654 | 084738100485 | 08473810048 | https://www.hammondvalve.com/wp-content/uploads/spec-sheets/667_668.pdf | https://www.hammondvalve.com/consult-factory/ |  | 01/01/04
PH0722 | 0668000034 |  | 668 | 668 | 3/4 | AG | 0.75 | PLUMBING GATE VALVE,BRASS BODY,200 WOG,NON-RISING STEM,SOLDER ENDS | 80.18 | 0.88 | 2.3125 | 0.75 | 3.125 | 5 | 8.5039 | 4.7244 | 2.3622 | 084738100492 | 08473810049 | https://www.hammondvalve.com/wp-content/uploads/spec-sheets/667_668.pdf | https://www.hammondvalve.com/consult-factory/ |  | 01/01/04
PH0722 | 0668000038 |  | 668 | 668 | 3/8 | AG | 0.375 | PLUMBING GATE VALVE,BRASS BODY,200 WOG,NON-RISING STEM,SOLDER ENDS | 68.33 | 0.56 | 1.625 | 0.375 | 2.8438 | 10 |  |  |  | 084738100478 | 08473810047 | https://www.hammondvalve.com/wp-content/uploads/spec-sheets/667_668.pdf | https://www.hammondvalve.com/consult-factory/ |  | 01/01/04
PH0722 | 0668000100 |  | 668 | 668 | 1 | AG | 1 | PLUMBING GATE VALVE,BRASS BODY,200 WOG,NON-RISING STEM,SOLDER ENDS | 109.53 | 1.2 | 2.8438 | 1 | 3.9375 | 5 | 9.2126 | 5.5906 | 2.7559 | 084738100508 | 08473810050 | https://www.hammondvalve.com/wp-content/uploads/spec-sheets/667_668.pdf | https://www.hammondvalve.com/consult-factory/ |  | 01/01/04
PH0722 | 0668000112 |  | 668 | 668 | 1 1/2 | AG | 1.5 | PLUMBING GATE VALVE,BRASS BODY,200 WOG,NON-RISING STEM,SOLDER ENDS | 201.76 | 2.12 | 3.2188 | 1.5 | 4.9375 | 4 | 10.1969 | 6.5748 | 3.2677 | 084738123064 | 08473812306 | https://www.hammondvalve.com/wp-content/uploads/spec-sheets/667_668.pdf | https://www.hammondvalve.com/consult-factory/ |  | 01/01/04
PH0722 | 0668000114 |  | 668 | 668 | 1 1/4 | AG | 1.25 | PLUMBING GATE VALVE,BRASS BODY,200 WOG,NON-RISING STEM,SOLDER ENDS | 158.31 | 1.6 | 3 | 1.25 | 4.3438 | 5 | 10.9843 | 6.6929 | 3.1496 | 084738100515 | 08473810051 | https://www.hammondvalve.com/wp-content/uploads/spec-sheets/667_668.pdf | https://www.hammondvalve.com/consult-factory/ |  | 01/01/04
PH0722 | 0668000200 |  | 668 | 668 | 2 | AG | 2 | PLUMBING GATE VALVE,BRASS BODY,200 WOG,NON-RISING STEM,SOLDER ENDS | 306.47 | 3.14 | 3.9688 | 2 | 6.0313 | 2 | 7.5591 | 6.2992 | 4.0551 | 084738123071 | 08473812307 | https://www.hammondvalve.com/wp-content/uploads/spec-sheets/667_668.pdf | https://www.hammondvalve.com/consult-factory/ |  | 01/01/04
PH0722 | 0668000212 |  | 668 | 668 | 2 1/2 | AG | 2.5 | PLUMBING GATE VALVE,BRASS BODY,200 WOG,NON-RISING STEM,SOLDER ENDS | 817.94 | 5.86 | 4.6563 | 2.5 | 7.4376 | 2 |  |  |  | 084738123088 | 08473812308 | https://www.hammondvalve.com/wp-content/uploads/spec-sheets/667_668.pdf | https://www.hammondvalve.com/consult-factory/ |  | 01/01/04
PH0722 | 0668000300 |  | 668 | 668 | 3 | AG | 3 | PLUMBING GATE VALVE,BRASS BODY,200 WOG,NON-RISING STEM,SOLDER ENDS | 1087.46 | 8.06 | 5.2813 | 3 | 8.625 | 1 |  |  |  | 084738123095 | 08473812309 | https://www.hammondvalve.com/wp-content/uploads/spec-sheets/667_668.pdf | https://www.hammondvalve.com/consult-factory/ |  | 01/01/04
PH0722 | 0668200012 |  | 668 | 66820 | 1/2 | AG | 0.5 | PLUMBING GATE VALVE,BRASS BODY,200 WOG,NON-RISING STEM,SOLDER ENDS,DRAINABLE BODY | 43.97 | 0.52 | 2.9063 | 0.5 | 1.7813 | 10 |  |  |  | 084738115854 | 08473811585 | https://www.hammondvalve.com/wp-content/uploads/spec-sheets/667_668.pdf | https://www.hammondvalve.com/consult-factory/ |  | 01/01/04
PH0722 | 0668200034 |  | 668 | 66820 | 3/4 | AG | 0.75 | PLUMBING GATE VALVE,BRASS BODY,200 WOG,NON-RISING STEM,SOLDER ENDS,DRAINABLE BODY | 53.91 | 0.74 | 3.3125 | 0.75 | 2.3125 | 5 |  |  |  | 084738123101 | 08473812310 | https://www.hammondvalve.com/wp-content/uploads/spec-sheets/667_668.pdf | https://www.hammondvalve.com/consult-factory/ |  | 01/01/04
PH0722 | 0668200100 |  | 668 | 66820 | 1 | AG | 1 | PLUMBING GATE VALVE,BRASS BODY,200 WOG,NON-RISING STEM,SOLDER ENDS,DRAINABLE BODY | 75.76 | 1.12 | 3.9375 | 1 | 2.8438 | 5 |  |  |  | 084738123118 | 08473812311 | https://www.hammondvalve.com/wp-content/uploads/spec-sheets/667_668.pdf | https://www.hammondvalve.com/consult-factory/ |  | 01/01/04
PH0722 | 0710000012 |  | 710 | 710 | 1/2 | AF | 0.5 | HOSE END VALVE,BRASS BODY,150 WWP,MALE IPS INLET,BUNA-N SEAT,BOILER DRAIN | 37.59 | 0.48 | 1.56 | 0.5 | 3.5 | 10 |  |  |  | 084738100799 | 08473810079 | https://www.hammondvalve.com/wp-content/uploads/spec-sheets/710_712_1032_1034.pdf | https://www.hammondvalve.com/consult-factory/ |  | 01/01/04
PH0722 | 0710000034 |  | 710 | 710 | 3/4 | AF | 0.75 | HOSE END VALVE,BRASS BODY,150 WWP,MALE IPS INLET,BUNA-N SEAT,BOILER DRAIN | 40.14 | 0.5 | 1.56 | 0.75 | 3.63 | 10 |  |  |  | 084738100805 | 08473810080 | https://www.hammondvalve.com/wp-content/uploads/spec-sheets/710_712_1032_1034.pdf | https://www.hammondvalve.com/consult-factory/ |  | 01/01/04
PH0722 | 0712000012 |  | 712 | 712 | 1/2 | AF | 0.5 | HOSE END VALVE,BRASS BODY,150 WWP,FEMALE IPS,BUNA-N SEAT,BOILER DRAIN | 37.59 | 0.5 | 3 | 0.5 | 2.22 | 10 |  |  |  | 084738109204 | 08473810920 | https://www.hammondvalve.com/wp-content/uploads/spec-sheets/710_712_1032_1034.pdf | https://www.hammondvalve.com/consult-factory/ |  | 01/01/04
PH0722 | 0712000034 |  | 712 | 712 | 3/4 | AF | 0.75 | HOSE END VALVE,BRASS BODY,150 WWP,FEMALE IPS,BUNA-N SEAT,BOILER DRAIN | 40.14 | 0.52 | 3 | 0.75 | 2.22 | 10 |  |  |  | 084738124627 | 08473812462 | https://www.hammondvalve.com/wp-content/uploads/spec-sheets/710_712_1032_1034.pdf | https://www.hammondvalve.com/consult-factory/ |  | 01/01/04
PH0722 | 0713000034 |  | 713 | 713 | 3/4 | AF | 0.75 | HOSE END VALVE,BRASS BODY,150 WWP,SOLDER,BUNA-N SEAT,BOILER DRAIN | 40.14 | 0.52 | 3 | 0.75 | 2.22 | 10 |  |  |  | 084738115380 | 08473811538 | https://www.hammondvalve.com/consult-factory/ | https://www.hammondvalve.com/consult-factory/ |  | 01/01/04
PH0722 | 0875010012 |  | 875 | 875 | 1/2 | AP | 0.5 | PLUMBING AGA GAS VALVE,2 PC BRASS BODY,LEVER HANDLE,PTFE SEATS,THREADED | 40.8 | 0.42 | 2.244 | 0.5 | 1.445 | 10 |  |  |  | 084738134596 | 08473813459 | https://www.hammondvalve.com/wp-content/uploads/spec-sheets/87501_87601.pdf | https://www.hammondvalve.com/consult-factory/ |  | 01/01/04
PH0722 | 0875010034 |  | 875 | 875 | 3/4 | AP | 0.75 | PLUMBING AGA GAS VALVE,2 PC BRASS BODY,LEVER HANDLE,PTFE SEATS,THREADED | 57.96 | 0.66 | 2.508 | 0.75 | 1.583 | 6 |  |  |  | 084738134602 | 08473813460 | https://www.hammondvalve.com/wp-content/uploads/spec-sheets/87501_87601.pdf | https://www.hammondvalve.com/consult-factory/ |  | 01/01/04
PH0722 | 0875010100 |  | 875 | 875 | 1 | AP | 1 | PLUMBING AGA GAS VALVE,2 PC BRASS BODY,LEVER HANDLE,PTFE SEATS,THREADED | 102.54 | 1 | 2.953 | 1 | 1.776 | 6 |  |  |  | 084738134619 | 08473813461 | https://www.hammondvalve.com/wp-content/uploads/spec-sheets/87501_87601.pdf | https://www.hammondvalve.com/consult-factory/ |  | 01/01/04
PH0722 | 0876010012 |  | 876 | 876 | 1/2 | AP | 0.5 | PLUMBING AGA GAS VALVE,2 PC BRASS BODY,TEE HANDLE,THREADED,PTFE SEATS | 40.8 | 0.42 | 2.244 | 0.5 | 1.445 | 10 |  |  |  | 084738134626 | 08473813462 | https://www.hammondvalve.com/wp-content/uploads/spec-sheets/87501_87601.pdf | https://www.hammondvalve.com/consult-factory/ |  | 01/01/04
PH0722 | 0876010034 |  | 876 | 876 | 3/4 | AP | 0.75 | PLUMBING AGA GAS VALVE,2 PC BRASS BODY,TEE HANDLE,THREADED,PTFE SEATS | 57.96 | 0.62 | 2.508 | 0.75 | 1.583 | 6 |  |  |  | 084738134633 | 08473813463 | https://www.hammondvalve.com/wp-content/uploads/spec-sheets/87501_87601.pdf | https://www.hammondvalve.com/consult-factory/ |  | 01/01/04
PH0722 | 0878010012 |  | 878 | 878 | 1/2 | AP | 0.5 | PLUMBING AGA GAS VALVE,BRASS BODY,FLARE X FLARE,LEVER HANDLE,PTFE SEATS | 62.18 | 0.38 | 2.97 | 0.5 | 1.445 | 10 |  |  |  | 084738134671 | 08473813467 | https://www.hammondvalve.com/wp-content/uploads/spec-sheets/87901_87801.pdf | https://www.hammondvalve.com/consult-factory/ |  | 01/01/04
PH0722 | 0878010038 |  | 878 | 878 | 3/8 | AP | 0.375 | PLUMBING AGA GAS VALVE,BRASS BODY,FLARE X FLARE,LEVER HANDLE,PTFE SEATS | 62.18 | 0.3 | 27.48 | 0.375 | 1.445 | 10 |  |  |  | 084738134688 | 08473813468 | https://www.hammondvalve.com/wp-content/uploads/spec-sheets/87901_87801.pdf | https://www.hammondvalve.com/consult-factory/ |  | 01/01/04
PH0722 | 0879010012 |  | 879 | 879 | 1/2 | AP | 0.5 | PLUMBING AGA GAS VALVE,BRASS BODY,FLARE X FEMALE IPS,LEVER HANDLE,PTFE SEATS | 55.81 | 0.38 | 2.97 | 0.5 | 1.445 | 10 |  |  |  | 084738134657 | 08473813465 | https://www.hammondvalve.com/wp-content/uploads/spec-sheets/87901_87801.pdf | https://www.hammondvalve.com/consult-factory/ |  | 01/01/04
PH0722 | 0879010038 |  | 879 | 879 | 3/8 | AP | 0.375 | PLUMBING AGA GAS VALVE,BRASS BODY,FLARE X FEMALE IPS,LEVER HANDLE,PTFE SEATS | 55.81 | 0.34 | 27.48 | 0.375 | 1.445 | 10 |  |  |  | 084738134664 | 08473813466 | https://www.hammondvalve.com/wp-content/uploads/spec-sheets/87901_87801.pdf | https://www.hammondvalve.com/consult-factory/ |  | 01/01/04
PH0722 | 0880000012 |  | 880 | 880 | 1/2 | AP | 0.5 | PLUMBING CGA GAS VALVE,1 PC BRASS BODY,LEVER HANDLE,THREADED,PTFE SEATS | 48.62 | 0.4 | 2.14 | 0.5 | 1.33 | 10 |  |  |  | 084738115656 | 08473811565 | https://www.hammondvalve.com/wp-content/uploads/spec-sheets/880.pdf | https://www.hammondvalve.com/consult-factory/ |  | 01/01/04
PH0722 | 0880000034 |  | 880 | 880 | 3/4 | AP | 0.75 | PLUMBING CGA GAS VALVE,1 PC BRASS BODY,LEVER HANDLE,THREADED,PTFE SEATS | 67.74 | 0.64 | 2.508 | 0.75 | 1.33 | 6 |  |  |  | 084738115694 | 08473811569 | https://www.hammondvalve.com/wp-content/uploads/spec-sheets/880.pdf | https://www.hammondvalve.com/consult-factory/ |  | 01/01/04
PH0722 | 0943000012 |  | 943 | 943 | 1/2 | AG | 0.5 | PLUMBING LIFT SPRING CHECK,BRONZE BODY,250 WOG,THREADED,BUNA SEAT | 132.63 | 0.4 | 2.0938 | 0.5 | 1.2188 | 30 |  |  |  | 084738123187 | 08473812318 | https://www.hammondvalve.com/wp-content/uploads/spec-sheets/943_947.pdf | https://www.hammondvalve.com/consult-factory/ |  | 01/01/04
PH0722 | 0943000034 |  | 943 | 943 | 3/4 | AG | 0.75 | PLUMBING LIFT SPRING CHECK,BRONZE BODY,250 WOG,THREADED,BUNA SEAT | 147.34 | 0.6 | 2.3125 | 0.75 | 1.5 | 6 |  |  |  | 084738123194 | 08473812319 | https://www.hammondvalve.com/wp-content/uploads/spec-sheets/943_947.pdf | https://www.hammondvalve.com/consult-factory/ |  | 01/01/04
PH0722 | 0943000038 |  | 943 | 943 | 3/8 | AG | 0.375 | PLUMBING LIFT SPRING CHECK,BRONZE BODY,250 WOG,THREADED,BUNA SEAT | 132.63 | 0.34 | 1.9688 | 0.375 | 1.875 | 6 |  |  |  | 084738123200 | 08473812320 | https://www.hammondvalve.com/wp-content/uploads/spec-sheets/943_947.pdf | https://www.hammondvalve.com/consult-factory/ |  | 01/01/04
PH0722 | 0943000100 |  | 943 | 943 | 1 | AG | 1 | PLUMBING LIFT SPRING CHECK,BRONZE BODY,250 WOG,THREADED,BUNA SEAT | 206.37 | 0.92 | 2.6563 | 1 | 1.9063 | 4 |  |  |  | 084738123217 | 08473812321 | https://www.hammondvalve.com/wp-content/uploads/spec-sheets/943_947.pdf | https://www.hammondvalve.com/consult-factory/ |  | 01/01/04
PH0722 | 0943000112 |  | 943 | 943 | 1 1/2 | AG | 1.5 | PLUMBING LIFT SPRING CHECK,BRONZE BODY,250 WOG,THREADED,BUNA SEAT | 353.68 | 2.02 | 3.3125 | 1.5 | 2.5938 | 4 |  |  |  | 084738123224 | 08473812322 | https://www.hammondvalve.com/wp-content/uploads/spec-sheets/943_947.pdf | https://www.hammondvalve.com/consult-factory/ |  | 01/01/04
PH0722 | 0943000114 |  | 943 | 943 | 1 1/4 | AG | 1.25 | PLUMBING LIFT SPRING CHECK,BRONZE BODY,250 WOG,THREADED,BUNA SEAT | 275.14 | 1.36 | 3.0938 | 1.25 | 2.1563 | 4 |  |  |  | 084738123231 | 08473812323 | https://www.hammondvalve.com/wp-content/uploads/spec-sheets/943_947.pdf | https://www.hammondvalve.com/consult-factory/ |  | 01/01/04
PH0722 | 0943000200 |  | 943 | 943 | 2 | AG | 2 | SPRING LOADED LIFT CHECK,BRZ,250 WOG,THRD,BUNA SEAT | 530.54 | 3.16 | 3.7813 | 2 | 3.125 | 3 |  |  |  | 084738123248 | 08473812324 | https://www.hammondvalve.com/wp-content/uploads/spec-sheets/943_947.pdf | https://www.hammondvalve.com/consult-factory/ |  | 01/01/04
PH0722 | 0947000012 |  | 947 | 947 | 1/2 | AG | 0.5 | SPRING LOADED LIFT CHECK VALVE,BRONZE BODY,250 WOG,BUNA SEAT,SOLDER ENDS | 132.63 | 0.34 | 0 | 0.5 | 1.2188 | 6 |  |  |  | 084738116349 | 08473811634 | https://www.hammondvalve.com/wp-content/uploads/spec-sheets/943_947.pdf | https://www.hammondvalve.com/consult-factory/ |  | 01/01/04
PH0722 | 0947000034 |  | 947 | 947 | 3/4 | AG | 0.75 | SPRING LOADED LIFT CHECK VALVE,BRONZE BODY,250 WOG,BUNA SEAT,SOLDER ENDS | 176.88 | 0.54 | 0 | 0.75 | 1.5 | 4 |  |  |  | 084738111481 | 08473811148 | https://www.hammondvalve.com/wp-content/uploads/spec-sheets/943_947.pdf | https://www.hammondvalve.com/consult-factory/ |  | 01/01/04
PH0722 | 0947000038 |  | 947 | 947 | 3/8 | AG | 0.375 | SPRING LOADED LIFT CHECK VALVE,BRONZE BODY,250 WOG,BUNA SEAT,SOLDER ENDS | 94.71 | 0.3 | 0 | 0.375 | 1.875 | 6 |  |  |  | 084738116356 | 08473811635 | https://www.hammondvalve.com/wp-content/uploads/spec-sheets/943_947.pdf | https://www.hammondvalve.com/consult-factory/ |  | 01/01/04
PH0722 | 0947000100 |  | 947 | 947 | 1 | AG | 1 | SPRING LOADED LIFT CHECK VALVE,BRONZE BODY,250 WOG,BUNA SEAT,SOLDER ENDS | 240.76 | 0.88 | 0 | 1 | 1.9063 | 3 |  |  |  | 084738116363 | 08473811636 | https://www.hammondvalve.com/wp-content/uploads/spec-sheets/943_947.pdf | https://www.hammondvalve.com/consult-factory/ |  | 01/01/04
PH0722 | 0947000112 |  | 947 | 947 | 1 1/2 | AG | 1.5 | SPRING LOADED LIFT CHECK VALVE,BRONZE BODY,250 WOG,BUNA SEAT,SOLDER ENDS | 393.06 | 1.88 | 0 | 1.5 | 2.5938 | 2 |  |  |  | 084738116370 | 08473811637 | https://www.hammondvalve.com/wp-content/uploads/spec-sheets/943_947.pdf | https://www.hammondvalve.com/consult-factory/ |  | 01/01/04
PH0722 | 0947000114 |  | 947 | 947 | 1 1/4 | AG | 1.25 | SPRING LOADED LIFT CHECK VALVE,BRONZE BODY,250 WOG,BUNA SEAT,SOLDER ENDS | 299.68 | 1.28 | 0 | 1.25 | 2.1563 | 3 |  |  |  | 084738116387 | 08473811638 | https://www.hammondvalve.com/wp-content/uploads/spec-sheets/943_947.pdf | https://www.hammondvalve.com/consult-factory/ |  | 01/01/04
PH0722 | 0947000200 |  | 947 | 947 | 2 | AG | 2 | SPRING LOADED LIFT CHECK VALVE,BRONZE BODY,250 WOG,BUNA SEAT,SOLDER ENDS | 564.95 | 3.06 | 0 | 2 | 3.125 | 4 |  |  |  | 084738116394 | 08473811639 | https://www.hammondvalve.com/wp-content/uploads/spec-sheets/943_947.pdf | https://www.hammondvalve.com/consult-factory/ |  | 01/01/04
PH0722 | 0967000012 |  | 967 | 967 | 1/2 | AG | 0.5 | SWING CHECK VALVE,BRASS BODY,200 WOG,BRASS DISC,THREADED ENDS | 60.71 | 0.38 | 1.86 | 0 | 1.35 | 10 | 6.378 | 4.1732 | 2.0866 | 084738118473 | 08473811847 | https://www.hammondvalve.com/wp-content/uploads/spec-sheets/967_968.pdf | https://www.hammondvalve.com/consult-factory/ |  | 01/01/04
PH0722 | 0967000034 |  | 967 | 967 | 3/4 | AG | 0.75 | SWING CHECK VALVE,BRASS BODY,200 WOG,BRASS DISC,THREADED ENDS | 76.16 | 0.52 | 2.11 | 0 | 1.53 | 10 | 7.0079 | 4.8819 | 2.5591 | 084738115953 | 08473811595 | https://www.hammondvalve.com/wp-content/uploads/spec-sheets/967_968.pdf | https://www.hammondvalve.com/consult-factory/ |  | 01/01/04
PH0722 | 0967000038 |  | 967 | 967 | 3/8 | AG | 0.375 | SWING CHECK VALVE,BRASS BODY,200 WOG,BRASS DISC,THREADED ENDS | 60.71 | 0.36 | 1.82 | 0 | 1.35 | 10 | 6.378 | 4.1732 | 2.0866 | 084738286820 | 08473828682 | https://www.hammondvalve.com/wp-content/uploads/spec-sheets/967_968.pdf | https://www.hammondvalve.com/consult-factory/ |  | 08/16/06
PH0722 | 0967000100 |  | 967 | 967 | 1 | AG | 1 | SWING CHECK VALVE,BRASS BODY,200 WOG,BRASS DISC,THREADED ENDS | 108.06 | 0.84 | 2.52 | 0 | 1.74 | 10 | 8.5433 | 5.6693 | 2.874 | 084738118480 | 08473811848 | https://www.hammondvalve.com/wp-content/uploads/spec-sheets/967_968.pdf | https://www.hammondvalve.com/consult-factory/ |  | 01/01/04
PH0722 | 0967000112 |  | 967 | 967 | 1 1/2 | AG | 1.5 | SWING CHECK VALVE,BRASS BODY,200 WOG,BRASS DISC,THREADED ENDS | 214.16 | 1.92 | 3.23 | 0 | 2.28 | 5 | 7.5591 | 6.378 | 3.4646 | 084738115984 | 08473811598 | https://www.hammondvalve.com/wp-content/uploads/spec-sheets/967_968.pdf | https://www.hammondvalve.com/consult-factory/ |  | 01/01/04
PH0722 | 0967000114 |  | 967 | 967 | 1 1/4 | AG | 1.25 | SWING CHECK VALVE,BRASS BODY,200 WOG,BRASS DISC,THREADED ENDS | 155.41 | 1.24 | 2.72 | 0 | 1.99 | 5 | 6.6535 | 5.5906 | 2.9921 | 084738115908 | 08473811590 | https://www.hammondvalve.com/wp-content/uploads/spec-sheets/967_968.pdf | https://www.hammondvalve.com/consult-factory/ |  | 01/01/04
PH0722 | 0967000200 |  | 967 | 967 | 2 | AG | 2 | SWING CHECK VALVE,BRASS BODY,200 WOG,BRASS DISC,THREADED ENDS | 331.49 | 3 | 3.7 | 0 | 2.48 | 2 | 8.3465 | 4.2126 | 3.0709 | 084738118497 | 08473811849 | https://www.hammondvalve.com/wp-content/uploads/spec-sheets/967_968.pdf | https://www.hammondvalve.com/consult-factory/ |  | 01/01/04
PH0722 | 0967000212 |  | 967 | 967 | 2 1/2 | AG | 2.5 | SWING CHECK VALVE,BRASS BODY,200 WOG,BRASS DISC,THREADED ENDS | 645.33 | 5.16 | 5.2 | 0 | 3.11 | 1 | 5.7087 | 5.5906 | 3.9764 | 084738115977 | 08473811597 | https://www.hammondvalve.com/wp-content/uploads/spec-sheets/967_968.pdf | https://www.hammondvalve.com/consult-factory/ |  | 01/01/04
PH0722 | 0967000300 |  | 967 | 967 | 3 | AG | 3 | SWING CHECK VALVE,BRASS BODY,200 WOG,BRASS DISC,THREADED ENDS | 869.61 | 7.5 | 5.83 | 0 | 3.8 | 1 | 6.6929 | 6.2598 | 4.4488 | 084738115991 | 08473811599 | https://www.hammondvalve.com/wp-content/uploads/spec-sheets/967_968.pdf | https://www.hammondvalve.com/consult-factory/ |  | 01/01/04
PH0722 | 0967000400 |  | 967 | 967 | 4 | AG | 4 | SWING CHECK VALVE,BRASS BODY,200 WOG,BRASS DISC,THREADED ENDS | 1437.14 | 11.54 | 0 | 0 | 0 | 1 | 7.4803 | 7.2441 | 5.4331 | 084738118503 | 08473811850 | https://www.hammondvalve.com/wp-content/uploads/spec-sheets/967_968.pdf | https://www.hammondvalve.com/consult-factory/ |  | 01/01/04
PH0722 | 0968000012 |  | 968 | 968 | 1/2 | AG | 0.5 | SWING CHECK VALVE,BRASS BODY,200 WOG,BRASS DISC,SOLDER ENDS | 60.71 | 0.36 | 2.18 | 0 | 1.35 | 10 | 6.1811 | 5.0787 | 2.6772 | 084738115946 | 08473811594 | https://www.hammondvalve.com/wp-content/uploads/spec-sheets/967_968.pdf | https://www.hammondvalve.com/consult-factory/ |  | 01/01/04
PH0722 | 0968000034 |  | 968 | 968 | 3/4 | AG | 0.75 | SWING CHECK VALVE,BRASS BODY,200 WOG,BRASS DISC,SOLDER ENDS | 76.16 | 0.52 | 2.85 | 0 | 1.53 | 10 | 6.9685 | 6.378 | 2.4803 | 084738115892 | 08473811589 | https://www.hammondvalve.com/wp-content/uploads/spec-sheets/967_968.pdf | https://www.hammondvalve.com/consult-factory/ |  | 01/01/04
PH0722 | 0968000100 |  | 968 | 968 | 1 | AG | 1 | SWING CHECK VALVE,BRASS BODY,200 WOG,BRASS DISC,SOLDER ENDS | 108.06 | 0.84 | 3.46 | 0 | 1.74 | 5 | 8.7008 | 4.0158 | 2.7559 | 084738115939 | 08473811593 | https://www.hammondvalve.com/wp-content/uploads/spec-sheets/967_968.pdf | https://www.hammondvalve.com/consult-factory/ |  | 01/01/04
PH0722 | 0968000112 |  | 968 | 968 | 1 1/2 | AG | 1.5 | SWING CHECK VALVE,BRASS BODY,200 WOG,BRASS DISC,SOLDER ENDS | 214.16 | 1.96 | 4.33 | 0 | 2.28 | 5 | 7.4016 | 6.4567 | 4.7244 | 084738115915 | 08473811591 | https://www.hammondvalve.com/wp-content/uploads/spec-sheets/967_968.pdf | https://www.hammondvalve.com/consult-factory/ |  | 01/01/04
PH0722 | 0968000114 |  | 968 | 968 | 1 1/4 | AG | 1.25 | SWING CHECK VALVE,BRASS BODY,200 WOG,BRASS DISC,SOLDER ENDS | 155.41 | 1.26 | 3.7 | 0 | 1.99 | 5 | 6.3386 | 5.3937 | 3.9764 | 084738115922 | 08473811592 | https://www.hammondvalve.com/wp-content/uploads/spec-sheets/967_968.pdf | https://www.hammondvalve.com/consult-factory/ |  | 01/01/04
PH0722 | 0968000200 |  | 968 | 968 | 2 | AG | 2 | SWING CHECK VALVE,BRASS BODY,200 WOG,BRASS DISC,SOLDER ENDS | 331.49 | 2.88 | 5.12 | 0 | 2.48 | 2 | 8.4646 | 5.8661 | 3.189 | 084738115960 | 08473811596 | https://www.hammondvalve.com/wp-content/uploads/spec-sheets/967_968.pdf | https://www.hammondvalve.com/consult-factory/ |  | 01/01/04
PH0722 | 1002000000 |  | 1002 | 1002 |  | AF | 0 | LOCKSHIELD KIT (W/KEY&PACKING) | 18.33 | 0 | 0 | 0 | 0 | 10 |  |  |  | 084738124641 | 08473812464 |  |  |  | 01/01/04
PH0722 | 1032000012 |  | 103200 | 103200 | 1/2 | AF | 0.5 | SILL,BRASS,150 WWP,ANGLE,FEMALE IPSXHOSE END,BUNA-N SEAT | 40.36 | 0.56 | 2.44 | 0.5 | 2.75 | 10 |  |  |  | 084738100812 | 08473810081 | https://www.hammondvalve.com/wp-content/uploads/spec-sheets/710_712_1032_1034.pdf | https://www.hammondvalve.com/consult-factory/ |  | 01/01/04
PH0722 | 1032000034 |  | 103200 | 103200 | 3/4 | AF | 0.75 | SILL,BRASS,150 WWP,ANGLE,FEMALE IPSXHOSE END,BUNA-N SEAT | 43.39 | 0.6 | 2.44 | 0.75 | 2.75 | 10 |  |  |  | 084738100829 | 08473810082 | https://www.hammondvalve.com/wp-content/uploads/spec-sheets/710_712_1032_1034.pdf | https://www.hammondvalve.com/consult-factory/ |  | 01/01/04
PH0722 | 1034000012 |  | 103400 | 103400 | 1/2 | AF | 0.5 | SILL,BRASS,150 WWP,ANGLE,SOLDER ENDXHOSE END,BUNA-N SEAT | 40.36 | 0.54 | 2.44 | 0.5 | 2.75 | 80 |  |  |  | 084738100836 | 08473810083 | https://www.hammondvalve.com/wp-content/uploads/spec-sheets/710_712_1032_1034.pdf | https://www.hammondvalve.com/consult-factory/ |  | 01/01/04
PH0722 | 1034000034 |  | 103400 | 103400 | 3/4 | AF | 0.75 | SILL,BRASS,150 WWP,ANGLE,SOLDER ENDXHOSE END,BUNA-N SEAT | 43.39 | 0.56 | 2.44 | 0.75 | 2.75 | 10 |  |  |  | 084738100843 | 08473810084 | https://www.hammondvalve.com/wp-content/uploads/spec-sheets/710_712_1032_1034.pdf | https://www.hammondvalve.com/consult-factory/ |  | 01/01/04
PH0722 | 1035000012 |  | 103500 | 103500 | 1/2 | AF | 0.5 | BENT NOSE,150 WWP,BRASS,FEMALE IPSXHOSE END,BUNA-N SEAT | 52.14 | 0.7 | 0 | 0 | 0 | 10 |  |  |  | 084738113218 | 08473811321 | https://www.hammondvalve.com/consult-factory/ | https://www.hammondvalve.com/consult-factory/ |  | 01/01/04
PH0722 | 1035000034 |  | 103500 | 103500 | 3/4 | AF | 0.75 | BENT NOSE,150 WWP,BRASS,FEMALE IPSXHOSE END,BUNA-N SEAT | 52.14 | 0.66 | 0 | 0 | 0 | 10 |  |  |  | 084738113225 | 08473811322 | https://www.hammondvalve.com/consult-factory/ | https://www.hammondvalve.com/consult-factory/ |  | 01/01/04
PH0722 | 2002000012 |  | 2002 | 2002 | 1/2 | AF | 0.5 | HOSE BIBB VALVE,BRASS BODY,150 WWP,MALE IPS X HOSE,T-HANDLE,BUNA-N SEAT,THREADED ENDS | 31.63 | 0.38 | 3.2188 | 0.5 | 2.9375 | 10 |  |  |  | 084738100874 | 08473810087 | https://www.hammondvalve.com/wp-content/uploads/spec-sheets/2002_2004_2005.pdf | https://www.hammondvalve.com/consult-factory/ |  | 01/01/04
PH0722 | 2002000034 |  | 2002 | 2002 | 3/4 | AF | 0.75 | HOSE BIBB VALVE,BRASS BODY,150 WWP,MALE IPS X HOSE,T-HANDLE,BUNA-N SEAT,THREADED ENDS | 35.52 | 0.42 | 3.2188 | 0.75 | 2.9375 | 10 |  |  |  | 084738100881 | 08473810088 | https://www.hammondvalve.com/wp-content/uploads/spec-sheets/2002_2004_2005.pdf | https://www.hammondvalve.com/consult-factory/ |  | 01/01/04
PH0722 | 2004000012 |  | 2004 | 2004 | 1/2 | AF | 0.5 | NO KINK HOSE BIBB VALVE,BRASS BODY,150 WWP,MALE IPS X HOSE,T-HANDLE,BUNA-N SEAT,THREADED ENDS | 30.51 | 0.36 | 3 | 0.5 | 2.2188 | 10 |  |  |  | 084738100898 | 08473810089 | https://www.hammondvalve.com/wp-content/uploads/spec-sheets/2002_2004_2005.pdf | https://www.hammondvalve.com/consult-factory/ |  | 01/01/04
PH0722 | 2004000034 |  | 2004 | 2004 | 3/4 | AF | 0.75 | NO KINK HOSE BIBB VALVE,BRASS BODY,150 WWP,MALE IPS X HOSE,T-HANDLE,BUNA-N SEAT,THREADED ENDS | 32.96 | 0.4 | 3 | 0.75 | 2.2188 | 10 |  |  |  | 084738100904 | 08473810090 | https://www.hammondvalve.com/wp-content/uploads/spec-sheets/2002_2004_2005.pdf | https://www.hammondvalve.com/consult-factory/ |  | 01/01/04
PH0722 | 2005000012 |  | 2005 | 2005 | 1/2 | AF | 0.5 | NO KINK HOSE BIBB VALVE,BRASS BODY,150 WWP,FEMALE IPS X HOSE,BUNA-N SEAT,THREADED ENDS | 27.99 | 0.34 | 2.375 | 0.5 | 2.2188 | 10 |  |  |  | 084738100911 | 08473810091 | https://www.hammondvalve.com/wp-content/uploads/spec-sheets/2002_2004_2005.pdf | https://www.hammondvalve.com/consult-factory/ |  | 01/01/04
PH0722 | 2005000034 |  | 2005 | 2005 | 3/4 | AF | 0.75 | NO KINK HOSE BIBB VALVE,BRASS BODY,150 WWP,FEMALE IPS X HOSE,BUNA-N SEAT,THREADED ENDS | 30.51 | 0.46 | 2.375 | 0.75 | 2.2188 | 10 |  |  |  | 084738100928 | 08473810092 | https://www.hammondvalve.com/wp-content/uploads/spec-sheets/2002_2004_2005.pdf | https://www.hammondvalve.com/consult-factory/ |  | 01/01/04
PH0722 | 2006000012 |  | 2006 | 2006 | 1/2 | AF | 0.5 | BIBB,SAMPLING,150WWP,BRASS,MALE IPS,T-HANDLE,BUNA-N SEAT | 30.51 | 0.28 | 3 | 0.5 | 2.2188 | 10 |  |  |  | 084738109228 | 08473810922 | https://www.hammondvalve.com/consult-factory/ | https://www.hammondvalve.com/consult-factory/ |  | 01/01/04
PH0722 | 2006000034 |  | 2006 | 2006 | 3/4 | AF | 0.75 | BIBB,SAMPLING,150WWP,BRASS,MALE IPS,T-HANDLE,BUNA-N SEAT | 34.94 | 0.38 | 3 | 0.75 | 2.2188 | 10 |  |  |  | 084738109235 | 08473810923 | https://www.hammondvalve.com/consult-factory/ | https://www.hammondvalve.com/consult-factory/ |  | 01/01/04
PH0722 | 2007000012 |  | 2007 | 2007 | 1/2 | AF | 0.5 | HOSE,BALL,150 WWP,BRASS,MALE IPS,T-HANDLE,TEFLON SEAT | 63.13 | 0.4 | 3 | 0.5 | 2.2188 | 10 |  |  |  | 084738113409 | 08473811340 | https://www.hammondvalve.com/consult-factory/ | https://www.hammondvalve.com/consult-factory/ |  | 01/01/04
PH0722 | 2007000034 |  | 2007 | 2007 | 3/4 | AF | 0.75 | HOSE,BALL,150 WWP,BRASS,MALE IPS,T-HANDLE,TEFLON SEAT | 79.31 | 0.44 | 3 | 0.75 | 2.2188 | 10 |  |  |  | 084738113416 | 08473811341 | https://www.hammondvalve.com/consult-factory/ | https://www.hammondvalve.com/consult-factory/ |  | 01/01/04
PH0722 | 8201150012 |  | 8201 | 820115 | 1/2 | AA | 0.5 | BALL VALVE,2 PC,BRASS BODY,400 WOG,SLOTTED STEM,THREADED,PTFE SEAT | 62.85 | 0.38 | 2.8438 | 0.5 | 0.9375 | 10 |  |  |  | 084738117704 | 08473811770 | https://www.hammondvalve.com/wp-content/uploads/spec-sheets/8201.pdf | https://www.hammondvalve.com/wp-content/uploads/ioms/TwoPieceThreadedBallValveIOM.pdf |  | 01/01/04
PH0722 | 8201150034 |  | 8201 | 820115 | 3/4 | AA | 0.75 | BALL VALVE,2 PC,BRASS BODY,400 WOG,SLOTTED STEM,THREADED,PTFE SEAT | 87.86 | 0.44 | 2.1563 | 0.75 | 1.0625 | 6 |  |  |  | 084738117711 | 08473811771 | https://www.hammondvalve.com/wp-content/uploads/spec-sheets/8201.pdf | https://www.hammondvalve.com/wp-content/uploads/ioms/TwoPieceThreadedBallValveIOM.pdf |  | 01/01/04
PH0722 | 8201150100 |  | 8201 | 820115 | 1 | AA | 1 | BALL VALVE,2 PC,BRASS BODY,400 WOG,SLOTTED STEM,THREADED,PTFE SEAT | 143.07 | 1.05 | 2.625 | 1 | 1.4063 | 6 |  |  |  | 084738117728 | 08473811772 | https://www.hammondvalve.com/wp-content/uploads/spec-sheets/8201.pdf | https://www.hammondvalve.com/wp-content/uploads/ioms/TwoPieceThreadedBallValveIOM.pdf |  | 01/01/04
PH0722 | 8211150012 |  | 8211 | 821115 | 1/2 | AA | 0.5 | BALL,150 WSP,400 WOG,SLOTTED STEM,BRASS,SOLDER,PTFE SEAT | 62.85 | 0.3 | 1.0938 | 0.5 | 0.9375 | 10 |  |  |  | 084738119722 | 08473811972 | https://www.hammondvalve.com/wp-content/uploads/spec-sheets/8211.pdf | https://www.hammondvalve.com/wp-content/uploads/ioms/TwoPieceSolderBallValveIOM.pdf |  | 01/01/04
PH0722 | 8211150034 |  | 8211 | 821115 | 3/4 | AA | 0.75 | BALL,150 WSP,400 WOG,SLOTTED STEM,BRASS,SOLDER,PTFE SEAT | 87.86 | 0.44 | 2.7813 | 0.75 | 1.0625 | 6 |  |  |  | 084738107507 | 08473810750 | https://www.hammondvalve.com/wp-content/uploads/spec-sheets/8211.pdf | https://www.hammondvalve.com/wp-content/uploads/ioms/TwoPieceSolderBallValveIOM.pdf |  | 01/01/04
PH0722 | 8211150100 |  | 8211 | 821115 | 1 | AA | 1 | BALL,150 WSP,400 WOG,SLOTTED STEM,BRASS,SOLDER,PTFE SEAT | 143.07 | 0.85 | 2.625 | 1 | 1.4063 | 6 |  |  |  | 084738107514 | 08473810751 | https://www.hammondvalve.com/wp-content/uploads/spec-sheets/8211.pdf | https://www.hammondvalve.com/wp-content/uploads/ioms/TwoPieceSolderBallValveIOM.pdf |  | 01/01/04
UTP722 | UP0667000012 |  | UP667 | UP667 | 1/2 | 42 | 0.5 | LOW LEAD BRASS,GATE,200 WOG,THREADED ENDS,NON-RISING STEM,NSF/ANSI 372 & 61 | 103.73 | 0.65 | 1.687 | 0.5 | 2.906 | 10 | 8.3071 | 7.4803 | 2.1654 | 084738288930 | 08473828893 | https://www.milwaukeevalve.com/wp-content/uploads/spec-sheets/UP667UP668.pdf | https://www.milwaukeevalve.com/wp-content/uploads/ioms/UPGateGlobeCheckIOM.pdf | https://www.milwaukeevalve.com/wp-content/uploads/ioms/UltraPressIOM.pdf | 06/17/09
UTP722 | UP0667000014 |  | UP667 | UP667 | 1/4 | 42 | 0.25 | LOW LEAD BRASS,GATE,200 WOG,THREADED ENDS,NON-RISING STEM,NSF/ANSI 372 & 61 | 116.36 | 0.65 | 1.125 | 0.25 | 2.8438 | 10 | 7.2441 | 8.3071 | 2.1654 | 084738288947 | 08473828894 | https://www.milwaukeevalve.com/wp-content/uploads/spec-sheets/UP667UP668.pdf | https://www.milwaukeevalve.com/wp-content/uploads/ioms/UPGateGlobeCheckIOM.pdf | https://www.milwaukeevalve.com/wp-content/uploads/ioms/UltraPressIOM.pdf | 06/17/09
UTP722 | UP0667000034 |  | UP667 | UP667 | 3/4 | 42 | 0.75 | LOW LEAD BRASS,GATE,200 WOG,THREADED ENDS,NON-RISING STEM,NSF/ANSI 372 & 61 | 136.59 | 0.9 | 1.8438 | 0.75 | 3.125 | 5 | 8.6614 | 4.7244 | 2.1654 | 084738288954 | 08473828895 | https://www.milwaukeevalve.com/wp-content/uploads/spec-sheets/UP667UP668.pdf | https://www.milwaukeevalve.com/wp-content/uploads/ioms/UPGateGlobeCheckIOM.pdf | https://www.milwaukeevalve.com/wp-content/uploads/ioms/UltraPressIOM.pdf | 06/17/09
UTP722 | UP0667000038 |  | UP667 | UP667 | 3/8 | 42 | 0.375 | LOW LEAD BRASS,GATE,200 WOG,THREADED ENDS,NON-RISING STEM,NSF/ANSI 372 & 61 | 116.36 | 0.6 | 1.125 | 0.375 | 2.8438 | 10 | 7.2441 | 8.3071 | 2.1654 | 084738288961 | 08473828896 | https://www.milwaukeevalve.com/wp-content/uploads/spec-sheets/UP667UP668.pdf | https://www.milwaukeevalve.com/wp-content/uploads/ioms/UPGateGlobeCheckIOM.pdf | https://www.milwaukeevalve.com/wp-content/uploads/ioms/UltraPressIOM.pdf | 06/17/09
UTP722 | UP0667000100 |  | UP667 | UP667 | 1 | 42 | 1 | LOW LEAD BRASS,GATE,200 WOG,THREADED ENDS,NON-RISING STEM,NSF/ANSI 372 & 61 | 187.19 | 1.2 | 2.1875 | 1 | 3.9375 | 5 | 9.8032 | 5.1181 | 2.4409 | 084738288978 | 08473828897 | https://www.milwaukeevalve.com/wp-content/uploads/spec-sheets/UP667UP668.pdf | https://www.milwaukeevalve.com/wp-content/uploads/ioms/UPGateGlobeCheckIOM.pdf | https://www.milwaukeevalve.com/wp-content/uploads/ioms/UltraPressIOM.pdf | 06/17/09
UTP722 | UP0667000112 |  | UP667 | UP667 | 1 1/2 | 42 | 1.5 | LOW LEAD BRASS,GATE,200 WOG,THREADED ENDS,NON-RISING STEM,NSF/ANSI 372 & 61 | 344.03 | 2.15 | 2.4375 | 1.5 | 4.9375 | 4 | 10 | 6.2992 | 3.1496 | 084738288985 | 08473828898 | https://www.milwaukeevalve.com/wp-content/uploads/spec-sheets/UP667UP668.pdf | https://www.milwaukeevalve.com/wp-content/uploads/ioms/UPGateGlobeCheckIOM.pdf | https://www.milwaukeevalve.com/wp-content/uploads/ioms/UltraPressIOM.pdf | 06/17/09
UTP722 | UP0667000114 |  | UP667 | UP667 | 1 1/4 | 42 | 1.25 | LOW LEAD BRASS,GATE,200 WOG,THREADED ENDS,NON-RISING STEM,NSF/ANSI 372 & 61 | 270.66 | 1.75 | 2.4063 | 1.25 | 4.3438 | 5 | 10.5512 | 6.4961 | 3.1496 | 084738288992 | 08473828899 | https://www.milwaukeevalve.com/wp-content/uploads/spec-sheets/UP667UP668.pdf | https://www.milwaukeevalve.com/wp-content/uploads/ioms/UPGateGlobeCheckIOM.pdf | https://www.milwaukeevalve.com/wp-content/uploads/ioms/UltraPressIOM.pdf | 06/17/09
UTP722 | UP0667000200 |  | UP667 | UP667 | 2 | 42 | 2 | LOW LEAD BRASS,GATE,200 WOG,THREADED ENDS,NON-RISING STEM,NSF/ANSI 372 & 61 | 523.6 | 3.22 | 2.8438 | 2 | 6.0313 | 2 | 6.1811 | 7.6772 | 3.3465 | 084738289005 | 08473828900 | https://www.milwaukeevalve.com/wp-content/uploads/spec-sheets/UP667UP668.pdf | https://www.milwaukeevalve.com/wp-content/uploads/ioms/UPGateGlobeCheckIOM.pdf | https://www.milwaukeevalve.com/wp-content/uploads/ioms/UltraPressIOM.pdf | 06/17/09
UTP722 | UP0668000012 |  | UP668 | UP668 | 1/2 | 42 | 0.5 | LOW LEAD BRASS,GATE,200 WOG,SOLDER ENDS,NON-RISING STEM,NSF/ANSI 372 & 61 | 103.73 | 0.6 | 1.7813 | 0.5 | 2.9063 | 10 | 7.9528 | 7.4803 | 2.1654 | 084738289043 | 08473828904 | https://www.milwaukeevalve.com/wp-content/uploads/spec-sheets/UP667UP668.pdf | https://www.milwaukeevalve.com/wp-content/uploads/ioms/UPGateGlobeCheckIOM.pdf | https://www.hammondvalve.com/wp-content/uploads/pdfs/UPSolderingConsiderations.pdf | 06/17/09
UTP722 | UP0668000034 |  | UP668 | UP668 | 3/4 | 42 | 0.75 | LOW LEAD BRASS,GATE,200 WOG,SOLDER ENDS,NON-RISING STEM,NSF/ANSI 372 & 61 | 136.59 | 0.9 | 2.3125 | 0.75 | 3.125 | 5 | 8.5039 | 4.7244 | 2.3622 | 084738289050 | 08473828905 | https://www.milwaukeevalve.com/wp-content/uploads/spec-sheets/UP667UP668.pdf | https://www.milwaukeevalve.com/wp-content/uploads/ioms/UPGateGlobeCheckIOM.pdf | https://www.hammondvalve.com/wp-content/uploads/pdfs/UPSolderingConsiderations.pdf | 06/17/09
UTP722 | UP0668000038 |  | UP668 | UP668 | 3/8 | 42 | 0.375 | LOW LEAD BRASS,GATE,200 WOG,SOLDER ENDS,NON-RISING STEM,NSF/ANSI 372 & 61 | 116.36 | 0.55 | 1.625 | 0.375 | 3.8438 | 10 | 7.2441 | 8.3071 | 2.1654 | 084738289067 | 08473828906 | https://www.milwaukeevalve.com/wp-content/uploads/spec-sheets/UP667UP668.pdf | https://www.milwaukeevalve.com/wp-content/uploads/ioms/UPGateGlobeCheckIOM.pdf | https://www.hammondvalve.com/wp-content/uploads/pdfs/UPSolderingConsiderations.pdf | 06/17/09
UTP722 | UP0668000100 |  | UP668 | UP668 | 1 | 42 | 1 | LOW LEAD BRASS,GATE,200 WOG,SOLDER ENDS,NON-RISING STEM,NSF/ANSI 372 & 61 | 187.19 | 1.2 | 2.8438 | 1 | 3.9375 | 5 | 9.2126 | 5.5906 | 2.7559 | 084738289074 | 08473828907 | https://www.milwaukeevalve.com/wp-content/uploads/spec-sheets/UP667UP668.pdf | https://www.milwaukeevalve.com/wp-content/uploads/ioms/UPGateGlobeCheckIOM.pdf | https://www.hammondvalve.com/wp-content/uploads/pdfs/UPSolderingConsiderations.pdf | 06/17/09
UTP722 | UP0668000112 |  | UP668 | UP668 | 1 1/2 | 42 | 1.5 | LOW LEAD BRASS,GATE,200 WOG,SOLDER ENDS,NON-RISING STEM,NSF/ANSI 372 & 61 | 344.03 | 2.2 | 3.2188 | 1.5 | 4.9375 | 4 | 10.1969 | 6.5748 | 3.2677 | 084738289081 | 08473828908 | https://www.milwaukeevalve.com/wp-content/uploads/spec-sheets/UP667UP668.pdf | https://www.milwaukeevalve.com/wp-content/uploads/ioms/UPGateGlobeCheckIOM.pdf | https://www.hammondvalve.com/wp-content/uploads/pdfs/UPSolderingConsiderations.pdf | 06/17/09
UTP722 | UP0668000114 |  | UP668 | UP668 | 1 1/4 | 42 | 1.25 | LOW LEAD BRASS,GATE,200 WOG,SOLDER ENDS,NON-RISING STEM,NSF/ANSI 372 & 61 | 270.66 | 1.65 | 3 | 1.25 | 4.3438 | 5 | 10.9843 | 6.6929 | 3.1496 | 084738289098 | 08473828909 | https://www.milwaukeevalve.com/wp-content/uploads/spec-sheets/UP667UP668.pdf | https://www.milwaukeevalve.com/wp-content/uploads/ioms/UPGateGlobeCheckIOM.pdf | https://www.hammondvalve.com/wp-content/uploads/pdfs/UPSolderingConsiderations.pdf | 06/17/09
UTP722 | UP0668000200 |  | UP668 | UP668 | 2 | 42 | 2 | LOW LEAD BRASS,GATE,200 WOG,SOLDER ENDS,NON-RISING STEM,NSF/ANSI 372 & 61 | 523.6 | 3.1 | 3.9688 | 2 | 6.0313 | 2 | 7.5591 | 6.2992 | 4.0551 | 084738289104 | 08473828910 | https://www.milwaukeevalve.com/wp-content/uploads/spec-sheets/UP667UP668.pdf | https://www.milwaukeevalve.com/wp-content/uploads/ioms/UPGateGlobeCheckIOM.pdf | https://www.hammondvalve.com/wp-content/uploads/pdfs/UPSolderingConsiderations.pdf | 06/17/09
UTP722 | UP0967000012 |  | UP967 | UP967 | 1/2 | 42 | 0.5 | LOW LEAD BRASS,SWING CHECK,200 WOG,THREADED ENDS,BRASS DISC,NSF/ANSI 372 & 61 | 103.73 | 0.4 | 1.86 | 0 | 1.35 | 10 | 6.378 | 4.1732 | 2.0866 | 084738289135 | 08473828913 | https://www.milwaukeevalve.com/wp-content/uploads/spec-sheets/UP967UP968.pdf | https://www.milwaukeevalve.com/wp-content/uploads/ioms/UPGateGlobeCheckIOM.pdf |  | 06/17/09
UTP722 | UP0967000034 |  | UP967 | UP967 | 3/4 | 42 | 0.75 | LOW LEAD BRASS,SWING CHECK,200 WOG,THREADED ENDS,BRASS DISC,NSF/ANSI 372 & 61 | 131.55 | 0.55 | 2.11 | 0 | 1.53 | 10 | 7.0079 | 4.8819 | 2.5591 | 084738289142 | 08473828914 | https://www.milwaukeevalve.com/wp-content/uploads/spec-sheets/UP967UP968.pdf | https://www.milwaukeevalve.com/wp-content/uploads/ioms/UPGateGlobeCheckIOM.pdf |  | 06/17/09
UTP722 | UP0967000038 |  | UP967 | UP967 | 3/8 | 42 | 0.375 | LOW LEAD BRASS,SWING CHECK,200 WOG,THREADED ENDS,BRASS DISC,NSF/ANSI 372 & 61 | 103.73 | 0.35 | 1.82 | 0 | 1.35 | 10 | 6.378 | 4.1732 | 2.0866 | 084738289159 | 08473828915 | https://www.milwaukeevalve.com/wp-content/uploads/spec-sheets/UP967UP968.pdf | https://www.milwaukeevalve.com/wp-content/uploads/ioms/UPGateGlobeCheckIOM.pdf |  | 06/17/09
UTP722 | UP0967000100 |  | UP967 | UP967 | 1 | 42 | 1 | LOW LEAD BRASS,SWING CHECK,200 WOG,THREADED ENDS,BRASS DISC,NSF/ANSI 372 & 61 | 184.64 | 0.85 | 2.52 | 0 | 1.74 | 10 | 8.5433 | 5.6693 | 2.874 | 084738289166 | 08473828916 | https://www.milwaukeevalve.com/wp-content/uploads/spec-sheets/UP967UP968.pdf | https://www.milwaukeevalve.com/wp-content/uploads/ioms/UPGateGlobeCheckIOM.pdf |  | 06/17/09
UTP722 | UP0967000112 |  | UP967 | UP967 | 1 1/2 | 42 | 1.5 | LOW LEAD BRASS,SWING CHECK,200 WOG,THREADED ENDS,BRASS DISC,NSF/ANSI 372 & 61 | 366.8 | 1.95 | 3.23 | 0 | 2.28 | 5 | 7.5591 | 6.378 | 3.4646 | 084738289173 | 08473828917 | https://www.milwaukeevalve.com/wp-content/uploads/spec-sheets/UP967UP968.pdf | https://www.milwaukeevalve.com/wp-content/uploads/ioms/UPGateGlobeCheckIOM.pdf |  | 06/17/09
UTP722 | UP0967000114 |  | UP967 | UP967 | 1 1/4 | 42 | 1.25 | LOW LEAD BRASS,SWING CHECK,200 WOG,THREADED ENDS,BRASS DISC,NSF/ANSI 372 & 61 | 265.63 | 1.3 | 2.72 | 0 | 1.99 | 5 | 6.6535 | 5.5906 | 2.9921 | 084738289180 | 08473828918 | https://www.milwaukeevalve.com/wp-content/uploads/spec-sheets/UP967UP968.pdf | https://www.milwaukeevalve.com/wp-content/uploads/ioms/UPGateGlobeCheckIOM.pdf |  | 06/17/09
UTP722 | UP0967000200 |  | UP967 | UP967 | 2 | 42 | 2 | LOW LEAD BRASS,SWING CHECK,200 WOG,THREADED ENDS,BRASS DISC,NSF/ANSI 372 & 61 | 566.64 | 3.1 | 3.7 | 0 | 2.48 | 2 | 8.3465 | 4.2126 | 3.0709 | 084738289197 | 08473828919 | https://www.milwaukeevalve.com/wp-content/uploads/spec-sheets/UP967UP968.pdf | https://www.milwaukeevalve.com/wp-content/uploads/ioms/UPGateGlobeCheckIOM.pdf |  | 06/17/09
UTP722 | UP0967000212 |  | UP967 | UP967 | 2 1/2 | 42 | 2.5 | LOW LEAD BRASS,SWING CHECK,200 WOG,THREADED ENDS,BRASS DISC,NSF 372 | 1098.41 | 5.74 | 5.2 | 0 | 3.11 | 1 | 5.7087 | 5.5906 | 3.9764 | 084738289203 | 08473828920 | https://www.milwaukeevalve.com/wp-content/uploads/spec-sheets/UP967UP968.pdf | https://www.milwaukeevalve.com/wp-content/uploads/ioms/UPGateGlobeCheckIOM.pdf |  | 06/17/09
UTP722 | UP0967000300 |  | UP967 | UP967 | 3 | 42 | 3 | LOW LEAD BRASS,SWING CHECK,200 WOG,THREADED ENDS,BRASS DISC,NSF 372 | 1480.17 | 8.76 | 5.83 | 0 | 3.81 | 1 | 6.6929 | 6.2598 | 4.4488 | 084738289210 | 08473828921 | https://www.milwaukeevalve.com/wp-content/uploads/spec-sheets/UP967UP968.pdf | https://www.milwaukeevalve.com/wp-content/uploads/ioms/UPGateGlobeCheckIOM.pdf |  | 06/17/09
UTP722 | UP0968000012 |  | UP968 | UP968 | 1/2 | 42 | 0.5 | LOW LEAD BRASS,SWING CHECK,200 WOG,SOLDER ENDS,BRASS DISC,NSF/ANSI 372 & 61 | 103.73 | 0.38 | 2.18 | 0 | 1.35 | 10 | 6.1811 | 5.0787 | 2.6772 | 084738289234 | 08473828923 | https://www.milwaukeevalve.com/wp-content/uploads/spec-sheets/UP967UP968.pdf | https://www.milwaukeevalve.com/wp-content/uploads/ioms/UPGateGlobeCheckIOM.pdf | https://www.hammondvalve.com/wp-content/uploads/pdfs/UPSolderingConsiderations.pdf | 06/17/09
UTP722 | UP0968000034 |  | UP968 | UP968 | 3/4 | 42 | 0.75 | LOW LEAD BRASS,SWING CHECK,200 WOG,SOLDER ENDS,BRASS DISC,NSF/ANSI 372 & 61 | 131.55 | 0.5 | 2.85 | 0 | 1.53 | 10 | 6.9685 | 6.378 | 2.4803 | 084738289241 | 08473828924 | https://www.milwaukeevalve.com/wp-content/uploads/spec-sheets/UP967UP968.pdf | https://www.milwaukeevalve.com/wp-content/uploads/ioms/UPGateGlobeCheckIOM.pdf | https://www.hammondvalve.com/wp-content/uploads/pdfs/UPSolderingConsiderations.pdf | 06/17/09
UTP722 | UP0968000100 |  | UP968 | UP968 | 1 | 42 | 1 | LOW LEAD BRASS,SWING CHECK,200 WOG,SOLDER ENDS,BRASS DISC,NSF/ANSI 372 & 61 | 184.64 | 0.85 | 3.46 | 0 | 1.74 | 5 | 8.7008 | 4.0158 | 2.7559 | 084738289258 | 08473828925 | https://www.milwaukeevalve.com/wp-content/uploads/spec-sheets/UP967UP968.pdf | https://www.milwaukeevalve.com/wp-content/uploads/ioms/UPGateGlobeCheckIOM.pdf | https://www.hammondvalve.com/wp-content/uploads/pdfs/UPSolderingConsiderations.pdf | 06/17/09
UTP722 | UP0968000112 |  | UP968 | UP968 | 1 1/2 | 42 | 1.5 | LOW LEAD BRASS,SWING CHECK,200 WOG,SOLDER ENDS,BRASS DISC,NSF/ANSI 372 & 61 | 366.8 | 2 | 4.33 | 0 | 2.28 | 5 | 7.4016 | 6.4567 | 4.7244 | 084738289265 | 08473828926 | https://www.milwaukeevalve.com/wp-content/uploads/spec-sheets/UP967UP968.pdf | https://www.milwaukeevalve.com/wp-content/uploads/ioms/UPGateGlobeCheckIOM.pdf | https://www.hammondvalve.com/wp-content/uploads/pdfs/UPSolderingConsiderations.pdf | 06/17/09
UTP722 | UP0968000114 |  | UP968 | UP968 | 1 1/4 | 42 | 1.25 | LOW LEAD BRASS,SWING CHECK,200 WOG,SOLDER ENDS,BRASS DISC,NSF/ANSI 372 & 61 | 265.63 | 1.3 | 3.7 | 0 | 1.99 | 5 | 6.3386 | 5.3937 | 3.9764 | 084738289272 | 08473828927 | https://www.milwaukeevalve.com/wp-content/uploads/spec-sheets/UP967UP968.pdf | https://www.milwaukeevalve.com/wp-content/uploads/ioms/UPGateGlobeCheckIOM.pdf | https://www.hammondvalve.com/wp-content/uploads/pdfs/UPSolderingConsiderations.pdf | 06/17/09
UTP722 | UP0968000200 |  | UP968 | UP968 | 2 | 42 | 2 | LOW LEAD BRASS,SWING CHECK,200 WOG,SOLDER ENDS,BRASS DISC,NSF/ANSI 372 & 61 | 566.64 | 2.9 | 5.12 | 0 | 2.48 | 2 | 8.4646 | 5.8661 | 3.189 | 084738289289 | 08473828928 | https://www.milwaukeevalve.com/wp-content/uploads/spec-sheets/UP967UP968.pdf | https://www.milwaukeevalve.com/wp-content/uploads/ioms/UPGateGlobeCheckIOM.pdf | https://www.hammondvalve.com/wp-content/uploads/pdfs/UPSolderingConsiderations.pdf | 06/17/09
UTP722 | UP0968000212 |  | UP968 | UP968 | 2 1/2 | 42 | 2.5 | LOW LEAD BRASS,SWING CHECK,200 WOG,SOLDER ENDS,BRASS DISC,NSF 372 | 1098.41 | 6.04 | 6.73 | 0 | 3.11 | 1 | 9.7244 | 7.2835 | 4.7244 | 697988678446 | 69798867844 | https://www.milwaukeevalve.com/wp-content/uploads/spec-sheets/UP967UP968.pdf | https://www.milwaukeevalve.com/wp-content/uploads/ioms/UPGateGlobeCheckIOM.pdf | https://www.hammondvalve.com/wp-content/uploads/pdfs/UPSolderingConsiderations.pdf | 04/29/14
UTP722 | UP0968000300 |  | UP968 | UP968 | 3 | 42 | 3 | LOW LEAD BRASS,SWING CHECK,200 WOG,SOLDER ENDS,BRASS DISC,NSF 372 | 1480.17 | 9.48 | 7.48 | 0 | 3.81 | 1 | 10.9843 | 5.5118 | 4.3307 | 697988678453 | 69798867845 | https://www.milwaukeevalve.com/wp-content/uploads/spec-sheets/UP967UP968.pdf | https://www.milwaukeevalve.com/wp-content/uploads/ioms/UPGateGlobeCheckIOM.pdf | https://www.hammondvalve.com/wp-content/uploads/pdfs/UPSolderingConsiderations.pdf | 04/29/14
UTP722 | UP0969000012 |  | UP969 | UP969 | 1/2 | 42 | 0.5 | ULTRAPRESS LOW LEAD BRASS,HORIZONTAL SWING CHECK,200 PSIG @250 F,PRSxPRS,NSF/ANSI 372 & 61 | 151.78 | 0.46 | 3.35 | 0 | 1.38 | 10 | 6.9685 | 6.9685 | 1.9685 | 697988663916 | 69798866391 | https://www.milwaukeevalve.com/wp-content/uploads/spec-sheets/969.pdf.pdf | https://www.milwaukeevalve.com/wp-content/uploads/ioms/UPGateGlobeCheckIOM.pdf | https://www.milwaukeevalve.com/wp-content/uploads/ioms/UltraPressIOM.pdf | 01/10/13
UTP722 | UP0969000034 |  | UP969 | UP969 | 3/4 | 42 | 0.75 | ULTRAPRESS LOW LEAD BRASS,HORIZONTAL SWING CHECK,200 PSIG @250 F,PRSxPRS,NSF/ANSI 372 & 61 | 207.43 | 0.68 | 3.74 | 0 | 1.43 | 6 | 7.874 | 4.685 | 2.126 | 697988663923 | 69798866392 | https://www.milwaukeevalve.com/wp-content/uploads/spec-sheets/969.pdf.pdf | https://www.milwaukeevalve.com/wp-content/uploads/ioms/UPGateGlobeCheckIOM.pdf | https://www.milwaukeevalve.com/wp-content/uploads/ioms/UltraPressIOM.pdf | 01/10/13
UTP722 | UP0969000100 |  | UP969 | UP969 | 1 | 42 | 1 | ULTRAPRESS LOW LEAD BRASS,HORIZONTAL SWING CHECK,200 PSIG @250 F,PRSxPRS,NSF/ANSI 372 & 61 | 288.37 | 0.98 | 4.36 | 0 | 1.74 | 6 | 9.0551 | 5.3543 | 2.5591 | 697988663930 | 69798866393 | https://www.milwaukeevalve.com/wp-content/uploads/spec-sheets/969.pdf.pdf | https://www.milwaukeevalve.com/wp-content/uploads/ioms/UPGateGlobeCheckIOM.pdf | https://www.milwaukeevalve.com/wp-content/uploads/ioms/UltraPressIOM.pdf | 01/10/13
UTP722 | UP0969000112 |  | UP969 | UP969 | 1 1/2 | 42 | 1.5 | ULTRAPRESS LOW LEAD BRASS,HORIZONTAL SWING CHECK,200 PSIG @250 F,PRSxPRS,NSF/ANSI 372 & 61 | 736.09 | 2.3 | 6.13 | 0 | 2.28 | 4 | 9.6457 | 6.4173 | 3.4646 | 697988663947 | 69798866394 | https://www.milwaukeevalve.com/wp-content/uploads/spec-sheets/969.pdf.pdf | https://www.milwaukeevalve.com/wp-content/uploads/ioms/UPGateGlobeCheckIOM.pdf | https://www.milwaukeevalve.com/wp-content/uploads/ioms/UltraPressIOM.pdf | 01/10/13
UTP722 | UP0969000114 |  | UP969 | UP969 | 1 1/4 | 42 | 1.25 | ULTRAPRESS LOW LEAD BRASS,HORIZONTAL SWING CHECK,200 PSIG @250 F,PRSxPRS,NSF/ANSI 372 & 61 | 561.56 | 1.36 | 4.97 | 0 | 1.99 | 4 | 8.2283 | 5.2756 | 2.9921 | 697988663954 | 69798866395 | https://www.milwaukeevalve.com/wp-content/uploads/spec-sheets/969.pdf.pdf | https://www.milwaukeevalve.com/wp-content/uploads/ioms/UPGateGlobeCheckIOM.pdf | https://www.milwaukeevalve.com/wp-content/uploads/ioms/UltraPressIOM.pdf | 01/10/13
UTP722 | UP0969000200 |  | UP969 | UP969 | 2 | 42 | 2 | ULTRAPRESS LOW LEAD BRASS,HORIZONTAL SWING CHECK,200 PSIG @250 F,PRSxPRS,NSF/ANSI 372 & 61 | 1125.66 | 3.5 | 7.16 | 0 | 2.48 | 2 | 7.3622 | 6.1024 | 3.937 | 697988663909 | 69798866390 | https://www.milwaukeevalve.com/wp-content/uploads/spec-sheets/969.pdf.pdf | https://www.milwaukeevalve.com/wp-content/uploads/ioms/UPGateGlobeCheckIOM.pdf | https://www.milwaukeevalve.com/wp-content/uploads/ioms/UltraPressIOM.pdf | 01/10/13
UTP722 | UP105 - 12 |  | UP105 | UP105/UP645 | 1/2 | 40 | 0.5 | LOW LEAD BRONZE,GATE,300 WOG,THREADED ENDS,NON-RISING STEM,THREADED BONNET,NSF/ANSI 372 & 61 | 265.24 | 0.8 | 2 | 0.5 | 3.63 | 10 | 10.5 | 6 | 3.25 | 697988613829 | 69798861382 | https://www.milwaukeevalve.com/wp-content/uploads/spec-sheets/UP105.pdf | https://www.milwaukeevalve.com/wp-content/uploads/ioms/UPGateGlobeCheckIOM.pdf |  | 06/22/09
UTP722 | UP105 - 14 |  | UP105 | UP105/UP645 | 1/4 | 40 | 0.25 | LOW LEAD BRONZE,GATE,300 WOG,THREADED ENDS,NON-RISING STEM,THREADED BONNET,NSF/ANSI 372 & 61 | 301.07 | 0.78 | 1.75 | 0.25 | 3.63 | 10 | 9 | 9 | 2.125 | 697988613805 | 69798861380 | https://www.milwaukeevalve.com/wp-content/uploads/spec-sheets/UP105.pdf | https://www.milwaukeevalve.com/wp-content/uploads/ioms/UPGateGlobeCheckIOM.pdf |  | 06/22/09
UTP722 | UP105 - 34 |  | UP105 | UP105/UP645 | 3/4 | 40 | 0.75 | LOW LEAD BRONZE,GATE,300 WOG,THREADED ENDS,NON-RISING STEM,THREADED BONNET,NSF/ANSI 372 & 61 | 322.6 | 1.56 | 2.13 | 0.75 | 4.38 | 6 | 10.5 | 6 | 3.25 | 697988613836 | 69798861383 | https://www.milwaukeevalve.com/wp-content/uploads/spec-sheets/UP105.pdf | https://www.milwaukeevalve.com/wp-content/uploads/ioms/UPGateGlobeCheckIOM.pdf |  | 06/22/09
UTP722 | UP105 - 38 |  | UP105 | UP105/UP645 | 3/8 | 40 | 0.375 | LOW LEAD BRONZE,GATE,300 WOG,THREADED ENDS,NON-RISING STEM,THREADED BONNET,NSF/ANSI 372 & 61 | 301.07 | 0.82 | 1.81 | 0.375 | 3.63 | 10 | 9 | 9 | 2.125 | 697988613812 | 69798861381 | https://www.milwaukeevalve.com/wp-content/uploads/spec-sheets/UP105.pdf | https://www.milwaukeevalve.com/wp-content/uploads/ioms/UPGateGlobeCheckIOM.pdf |  | 06/22/09
UTP722 | UP105 - 100 |  | UP105 | UP105/UP645 | 1 | 40 | 1 | LOW LEAD BRONZE,GATE,300 WOG,THREADED ENDS,NON-RISING STEM,THREADED BONNET,NSF/ANSI 372 & 61 | 408.51 | 2.24 | 2.56 | 1 | 5 | 6 | 10.5 | 8 | 3 | 697988613843 | 69798861384 | https://www.milwaukeevalve.com/wp-content/uploads/spec-sheets/UP105.pdf | https://www.milwaukeevalve.com/wp-content/uploads/ioms/UPGateGlobeCheckIOM.pdf |  | 06/22/09
UTP722 | UP105 - 112 |  | UP105 | UP105/UP645 | 1 1/2 | 40 | 1.5 | LOW LEAD BRONZE,GATE,300 WOG,THREADED ENDS,NON-RISING STEM,THREADED BONNET,NSF/ANSI 372 & 61 | 723.89 | 3.9 | 2.81 | 1.5 | 6.34 | 4 | 11 | 8.25 | 3 | 697988613867 | 69798861386 | https://www.milwaukeevalve.com/wp-content/uploads/spec-sheets/UP105.pdf | https://www.milwaukeevalve.com/wp-content/uploads/ioms/UPGateGlobeCheckIOM.pdf |  | 06/22/09
UTP722 | UP105 - 114 |  | UP105 | UP105/UP645 | 1 1/4 | 40 | 1.25 | LOW LEAD BRONZE,GATE,300 WOG,THREADED ENDS,NON-RISING STEM,THREADED BONNET,NSF/ANSI 372 & 61 | 623.66 | 3.1 | 2.78 | 1.25 | 5 | 4 | 9.5 | 7.5 | 3 | 697988613850 | 69798861385 | https://www.milwaukeevalve.com/wp-content/uploads/spec-sheets/UP105.pdf | https://www.milwaukeevalve.com/wp-content/uploads/ioms/UPGateGlobeCheckIOM.pdf |  | 06/22/09
UTP722 | UP105 - 200 |  | UP105 | UP105/UP645 | 2 | 40 | 2 | LOW LEAD BRONZE,GATE,300 WOG,THREADED ENDS,NON-RISING STEM,THREADED BONNET,NSF/ANSI 372 & 61 | 946.1 | 6.42 | 3.31 | 2 | 7.44 | 2 | 0 | 0 | 0 | 697988613874 | 69798861387 | https://www.milwaukeevalve.com/wp-content/uploads/spec-sheets/UP105.pdf | https://www.milwaukeevalve.com/wp-content/uploads/ioms/UPGateGlobeCheckIOM.pdf |  | 06/22/09
UTP722 | UP105-P2 - 12 |  | UP105/UP645 | UP105P2/UP645P2 | 1/2 | 40 | 0.5 | LOW LEAD BRONZE,GATE,300 WOG,PRESS ENDS,NON-RISING STEM,THREADED BONNET,NSF/ANSI 372 & 61 | 285.8 | 0 | 2 | 0.5 | 3.63 | 0 |  |  |  | 697988733473 | 69798873347 | https://www.milwaukeevalve.com/wp-content/uploads/spec-sheets/up105_p2.pdf | https://www.milwaukeevalve.com/wp-content/uploads/ioms/UPGateGlobeCheckIOM.pdf |  | 12/17/19
UTP722 | UP105-P2 - 34 |  | UP105/UP645 | UP105P2/UP645P2 | 3/4 | 40 | 0.75 | LOW LEAD BRONZE,GATE,300 WOG,PRESS ENDS,NON-RISING STEM,THREADED BONNET,NSF/ANSI 372 & 61 | 355.35 | 2 | 2.13 | 0.75 | 4.38 | 0 |  |  |  | 697988733480 | 69798873348 | https://www.milwaukeevalve.com/wp-content/uploads/spec-sheets/up105_p2.pdf | https://www.milwaukeevalve.com/wp-content/uploads/ioms/UPGateGlobeCheckIOM.pdf |  | 12/17/19
UTP722 | UP105-P2 - 100 |  | UP105/UP645 | UP105P2/UP645P2 | 1 | 40 | 1 | LOW LEAD BRONZE,GATE,300 WOG,PRESS ENDS,NON-RISING STEM,THREADED BONNET,NSF/ANSI 372 & 61 | 479.96 | 0 | 2.56 | 1 | 5 | 0 |  |  |  | 697988733497 | 69798873349 | https://www.milwaukeevalve.com/wp-content/uploads/spec-sheets/up105_p2.pdf | https://www.milwaukeevalve.com/wp-content/uploads/ioms/UPGateGlobeCheckIOM.pdf |  | 12/17/19
UTP722 | UP105-P2 - 112 |  | UP105/UP645 | UP105P2/UP645P2 | 1 1/2 | 40 | 1.5 | LOW LEAD BRONZE,GATE,300 WOG,PRESS ENDS,NON-RISING STEM,THREADED BONNET,NSF/ANSI 372 & 61 | 884.95 | 0 | 2.81 | 1.5 | 6.34 | 0 |  |  |  | 697988733510 | 69798873351 | https://www.milwaukeevalve.com/wp-content/uploads/spec-sheets/up105_p2.pdf | https://www.milwaukeevalve.com/wp-content/uploads/ioms/UPGateGlobeCheckIOM.pdf |  | 12/17/19
UTP722 | UP105-P2 - 114 |  | UP105/UP645 | UP105P2/UP645P2 | 1 1/4 | 40 | 1.25 | LOW LEAD BRONZE,GATE,300 WOG,PRESS ENDS,NON-RISING STEM,THREADED BONNET,NSF/ANSI 372 & 61 | 764.93 | 0 | 2.78 | 1.25 | 5 | 0 |  |  |  | 697988733503 | 69798873350 | https://www.milwaukeevalve.com/wp-content/uploads/spec-sheets/up105_p2.pdf | https://www.milwaukeevalve.com/wp-content/uploads/ioms/UPGateGlobeCheckIOM.pdf |  | 12/17/19
UTP722 | UP105-P2 - 200 |  | UP105/UP645 | UP105P2/UP645P2 | 2 | 40 | 2 | LOW LEAD BRONZE,GATE,300 WOG,PRESS ENDS,NON-RISING STEM,THREADED BONNET,NSF/ANSI 372 & 61 | 1181.19 | 0 | 3.31 | 2 | 7.44 | 0 |  |  |  | 697988733527 | 69798873352 | https://www.milwaukeevalve.com/wp-content/uploads/spec-sheets/up105_p2.pdf | https://www.milwaukeevalve.com/wp-content/uploads/ioms/UPGateGlobeCheckIOM.pdf |  | 12/17/19
UTP722 | UP115 - 12 |  | UP115 | UP115/UP647 | 1/2 | 40 | 0.5 | LOW LEAD BRONZE,GATE,300 WOG,SOLDER ENDS,NON-RISING STEM,THREADED BONNET,NSF/ANSI 372 & 61 | 265.24 | 0.72 | 1.88 | 0.5 | 3.56 | 10 | 8.5 | 8.5 | 4.125 | 697988613898 | 69798861389 | https://www.milwaukeevalve.com/wp-content/uploads/spec-sheets/UP115.pdf | https://www.milwaukeevalve.com/wp-content/uploads/ioms/UPGateGlobeCheckIOM.pdf |  | 06/22/09
UTP722 | UP115 - 34 |  | UP115 | UP115/UP647 | 3/4 | 40 | 0.75 | LOW LEAD BRONZE,GATE,300 WOG,SOLDER ENDS,NON-RISING STEM,THREADED BONNET,NSF/ANSI 372 & 61 | 322.6 | 1.42 | 2.5 | 0.75 | 4.75 | 6 | 10.5 | 6 | 3.25 | 697988613904 | 69798861390 | https://www.milwaukeevalve.com/wp-content/uploads/spec-sheets/UP115.pdf | https://www.milwaukeevalve.com/wp-content/uploads/ioms/UPGateGlobeCheckIOM.pdf |  | 06/22/09
UTP722 | UP115 - 38 |  | UP115 | UP115/UP647 | 3/8 | 40 | 0.375 | LOW LEAD BRONZE,GATE,300 WOG,SOLDER ENDS,NON-RISING STEM,THREADED BONNET,NSF/ANSI 372 & 61 | 301.07 | 0.78 | 1.63 | 0.375 | 3.56 | 10 | 8.5 | 8.5 | 4.125 | 697988613881 | 69798861388 | https://www.milwaukeevalve.com/wp-content/uploads/spec-sheets/UP115.pdf | https://www.milwaukeevalve.com/wp-content/uploads/ioms/UPGateGlobeCheckIOM.pdf |  | 06/22/09
UTP722 | UP115 - 100 |  | UP115 | UP115/UP647 | 1 | 40 | 1 | LOW LEAD BRONZE,GATE,300 WOG,SOLDER ENDS,NON-RISING STEM,THREADED BONNET,NSF/ANSI 372 & 61 | 437.21 | 1.96 | 3 | 1 | 5 | 6 | 10.5 | 8 | 3 | 697988613911 | 69798861391 | https://www.milwaukeevalve.com/wp-content/uploads/spec-sheets/UP115.pdf | https://www.milwaukeevalve.com/wp-content/uploads/ioms/UPGateGlobeCheckIOM.pdf |  | 06/22/09
UTP722 | UP115 - 112 |  | UP115 | UP115/UP647 | 1 1/2 | 40 | 1.5 | LOW LEAD BRONZE,GATE,300 WOG,SOLDER ENDS,NON-RISING STEM,THREADED BONNET,NSF/ANSI 372 & 61 | 745.47 | 3.58 | 3.63 | 1.5 | 6.5 | 4 | 11.5 | 9 | 3 | 697988613935 | 69798861393 | https://www.milwaukeevalve.com/wp-content/uploads/spec-sheets/UP115.pdf | https://www.milwaukeevalve.com/wp-content/uploads/ioms/UPGateGlobeCheckIOM.pdf |  | 06/22/09
UTP722 | UP115 - 114 |  | UP115 | UP115/UP647 | 1 1/4 | 40 | 1.25 | LOW LEAD BRONZE,GATE,300 WOG,SOLDER ENDS,NON-RISING STEM,THREADED BONNET,NSF/ANSI 372 & 61 | 659.46 | 2.72 | 3.25 | 1.25 | 5.88 | 4 | 10 | 7.5 | 2.5 | 697988613928 | 69798861392 | https://www.milwaukeevalve.com/wp-content/uploads/spec-sheets/UP115.pdf | https://www.milwaukeevalve.com/wp-content/uploads/ioms/UPGateGlobeCheckIOM.pdf |  | 06/22/09
UTP722 | UP115 - 200 |  | UP115 | UP115/UP647 | 2 | 40 | 2 | LOW LEAD BRONZE,GATE,300 WOG,SOLDER ENDS,NON-RISING STEM,THREADED BONNET,NSF/ANSI 372 & 61 | 1032.12 | 5.98 | 4.31 | 2 | 7.44 | 2 | 10.25 | 7.375 | 4.0625 | 697988613942 | 69798861394 | https://www.milwaukeevalve.com/wp-content/uploads/spec-sheets/UP115.pdf | https://www.milwaukeevalve.com/wp-content/uploads/ioms/UPGateGlobeCheckIOM.pdf |  | 06/22/09
UTP722 | UP148 - 12 |  | UP148 | UP148/UP640 | 1/2 | 40 | 0.5 | LOW LEAD BRONZE,GATE,300 WOG,THREADED ENDS,NON-RISING STEM,THREADED BONNET,NSF/ANSI 372 & 61 | 286.64 | 0.82 | 2 | 0.5 | 4.38 | 10 | 8.5 | 8.5 | 4.125 | 697988613980 | 69798861398 | https://www.milwaukeevalve.com/wp-content/uploads/spec-sheets/UP148.pdf | https://www.milwaukeevalve.com/wp-content/uploads/ioms/UPGateGlobeCheckIOM.pdf |  | 06/22/09
UTP722 | UP148 - 14 |  | UP148 | UP148/UP640 | 1/4 | 40 | 0.25 | LOW LEAD BRONZE,GATE,300 WOG,THREADED ENDS,NON-RISING STEM,THREADED BONNET,NSF/ANSI 372 & 61 | 322.6 | 0.8 | 1.75 | 0.25 | 4.38 | 10 | 8.5 | 8.5 | 4.125 | 697988613959 | 69798861395 | https://www.milwaukeevalve.com/wp-content/uploads/spec-sheets/UP148.pdf | https://www.milwaukeevalve.com/wp-content/uploads/ioms/UPGateGlobeCheckIOM.pdf |  | 06/22/09
UTP722 | UP148 - 34 |  | UP148 | UP148/UP640 | 3/4 | 40 | 0.75 | LOW LEAD BRONZE,GATE,300 WOG,THREADED ENDS,NON-RISING STEM,THREADED BONNET,NSF/ANSI 372 & 61 | 358.38 | 1.54 | 2.13 | 0.75 | 5.84 | 6 | 10.5 | 6 | 3.25 | 697988613997 | 69798861399 | https://www.milwaukeevalve.com/wp-content/uploads/spec-sheets/UP148.pdf | https://www.milwaukeevalve.com/wp-content/uploads/ioms/UPGateGlobeCheckIOM.pdf |  | 06/22/09
UTP722 | UP148 - 38 |  | UP148 | UP148/UP640 | 3/8 | 40 | 0.375 | LOW LEAD BRONZE,GATE,300 WOG,THREADED ENDS,NON-RISING STEM,THREADED BONNET,NSF/ANSI 372 & 61 | 322.6 | 0.82 | 1.81 | 0.375 | 4.38 | 10 | 8.5 | 8.5 | 4.125 | 697988613966 | 69798861396 | https://www.milwaukeevalve.com/wp-content/uploads/spec-sheets/UP148.pdf | https://www.milwaukeevalve.com/wp-content/uploads/ioms/UPGateGlobeCheckIOM.pdf |  | 06/22/09
UTP722 | UP148 - 100 |  | UP148 | UP148/UP640 | 1 | 40 | 1 | LOW LEAD BRONZE,GATE,300 WOG,THREADED ENDS,NON-RISING STEM,THREADED BONNET,NSF/ANSI 372 & 61 | 480.18 | 2.32 | 2.56 | 1 | 7.06 | 6 | 9.5 | 7.5 | 3 | 697988614000 | 69798861400 | https://www.milwaukeevalve.com/wp-content/uploads/spec-sheets/UP148.pdf | https://www.milwaukeevalve.com/wp-content/uploads/ioms/UPGateGlobeCheckIOM.pdf |  | 06/22/09
UTP722 | UP148 - 112 |  | UP148 | UP148/UP640 | 1 1/2 | 40 | 1.5 | LOW LEAD BRONZE,GATE,300 WOG,THREADED ENDS,NON-RISING STEM,THREADED BONNET,NSF/ANSI 372 & 61 | 824.24 | 4.36 | 2.81 | 1.5 | 9.5 | 4 | 10.5 | 10 | 3 | 697988614024 | 69798861402 | https://www.milwaukeevalve.com/wp-content/uploads/spec-sheets/UP148.pdf | https://www.milwaukeevalve.com/wp-content/uploads/ioms/UPGateGlobeCheckIOM.pdf |  | 06/22/09
UTP722 | UP148 - 114 |  | UP148 | UP148/UP640 | 1 1/4 | 40 | 1.25 | LOW LEAD BRONZE,GATE,300 WOG,THREADED ENDS,NON-RISING STEM,THREADED BONNET,NSF/ANSI 372 & 61 | 688.1 | 3.44 | 2.78 | 1.25 | 8.78 | 4 | 0 | 0 | 0 | 697988614017 | 69798861401 | https://www.milwaukeevalve.com/wp-content/uploads/spec-sheets/UP148.pdf | https://www.milwaukeevalve.com/wp-content/uploads/ioms/UPGateGlobeCheckIOM.pdf |  | 06/22/09
UTP722 | UP148 - 200 |  | UP148 | UP148/UP640 | 2 | 40 | 2 | LOW LEAD BRONZE,GATE,300 WOG,THREADED ENDS,NON-RISING STEM,THREADED BONNET,NSF/ANSI 372 & 61 | 1032.12 | 6.82 | 3.31 | 2 | 11.5 | 2 | 12 | 7 | 3.5 | 697988614031 | 69798861403 | https://www.milwaukeevalve.com/wp-content/uploads/spec-sheets/UP148.pdf | https://www.milwaukeevalve.com/wp-content/uploads/ioms/UPGateGlobeCheckIOM.pdf |  | 06/22/09
UTP722 | UP148P2 - 12 |  | UP148 P2 | UP148P2 | 1/2 | 40 | 0.5 | GATE,LOW LEAD BRONZE,125 SWP,200 PSIG@250F,SOLID WEDGE DISC,RISING STEM,THRD BONNET,PRESSxPRESS ENDS | 307.18 | 1.1 | 2 | 0.5 | 4.38 | 4 |  |  |  | 697988728288 | 69798872828 | https://www.milwaukeevalve.com/wp-content/uploads/spec-sheets/up148_p2.pdf | https://www.milwaukeevalve.com/wp-content/uploads/ioms/UPGateGlobeCheckIOM.pdf | https://www.milwaukeevalve.com/wp-content/uploads/ioms/UltraPressIOM.pdf | 06/20/19
UTP722 | UP148P2 - 34 |  | UP148 P2 | UP148P2 | 3/4 | 40 | 0.75 | GATE,LOW LEAD BRONZE,125 SWP,200 PSIG@250F,SOLID WEDGE DISC,RISING STEM,THRD BONNET,PRESSxPRESS ENDS | 391.17 | 1.82 | 2.13 | 0.75 | 5.84 | 4 |  |  |  | 697988728295 | 69798872829 | https://www.milwaukeevalve.com/wp-content/uploads/spec-sheets/up148_p2.pdf | https://www.milwaukeevalve.com/wp-content/uploads/ioms/UPGateGlobeCheckIOM.pdf | https://www.milwaukeevalve.com/wp-content/uploads/ioms/UltraPressIOM.pdf | 06/20/19
UTP722 | UP148P2 - 100 |  | UP148 P2 | UP148P2 | 1 | 40 | 1 | GATE,LOW LEAD BRONZE,125 SWP,200 PSIG@250F,SOLID WEDGE DISC,RISING STEM,THRD BONNET,PRESSxPRESS ENDS | 551.59 | 3.02 | 2.56 | 1 | 7.06 | 4 |  |  |  | 697988728301 | 69798872830 | https://www.milwaukeevalve.com/wp-content/uploads/spec-sheets/up148_p2.pdf | https://www.milwaukeevalve.com/wp-content/uploads/ioms/UPGateGlobeCheckIOM.pdf | https://www.milwaukeevalve.com/wp-content/uploads/ioms/UltraPressIOM.pdf | 06/20/19
UTP722 | UP148P2 - 112 |  | UP148 P2 | UP148P2 | 1 1/2 | 40 | 1.5 | GATE,LOW LEAD BRONZE,125 SWP,200 PSIG@250F,SOLID WEDGE DISC,RISING STEM,THRD BONNET,PRESSxPRESS ENDS | 985.3 | 5.68 | 2.81 | 1.5 | 9.5 | 0 |  |  |  | 697988728325 | 69798872832 | https://www.milwaukeevalve.com/wp-content/uploads/spec-sheets/up148_p2.pdf | https://www.milwaukeevalve.com/wp-content/uploads/ioms/UPGateGlobeCheckIOM.pdf | https://www.milwaukeevalve.com/wp-content/uploads/ioms/UltraPressIOM.pdf | 06/20/19
UTP722 | UP148P2 - 114 |  | UP148 P2 | UP148P2 | 1 1/4 | 40 | 1.25 | GATE,LOW LEAD BRONZE,125 SWP,200 PSIG@250F,SOLID WEDGE DISC,RISING STEM,THRD BONNET,PRESSxPRESS ENDS | 829.34 | 4.36 | 2.78 | 1.25 | 8.78 | 2 |  |  |  | 697988728318 | 69798872831 | https://www.milwaukeevalve.com/wp-content/uploads/spec-sheets/up148_p2.pdf | https://www.milwaukeevalve.com/wp-content/uploads/ioms/UPGateGlobeCheckIOM.pdf | https://www.milwaukeevalve.com/wp-content/uploads/ioms/UltraPressIOM.pdf | 06/20/19
UTP722 | UP148P2 - 200 |  | UP148 P2 | UP148P2 | 2 | 40 | 2 | GATE,LOW LEAD BRONZE,125 SWP,200 PSIG@250F,SOLID WEDGE DISC,RISING STEM,THRD BONNET,PRESSxPRESS ENDS | 1267.24 | 8.82 | 3.31 | 2 | 11.5 | 1 |  |  |  | 697988728332 | 69798872833 | https://www.milwaukeevalve.com/wp-content/uploads/spec-sheets/up148_p2.pdf | https://www.milwaukeevalve.com/wp-content/uploads/ioms/UPGateGlobeCheckIOM.pdf | https://www.milwaukeevalve.com/wp-content/uploads/ioms/UltraPressIOM.pdf | 06/20/19
UTP722 | UP149 - 12 |  | UP149 | UP149/UP635 | 1/2 | 40 | 0.5 | LOW LEAD BRONZE,GATE,300 WOG,SOLDER ENDS,RISING STEM,THREADED BONNET,NSF/ANSI 372 & 61 | 293.85 | 0.72 | 1.88 | 0.5 | 4.31 | 10 | 8.5 | 8.5 | 4.125 | 697988614055 | 69798861405 | https://www.milwaukeevalve.com/wp-content/uploads/spec-sheets/UP149.pdf | https://www.milwaukeevalve.com/wp-content/uploads/ioms/UPGateGlobeCheckIOM.pdf |  | 06/22/09
UTP722 | UP149 - 34 |  | UP149 | UP149/UP635 | 3/4 | 40 | 0.75 | LOW LEAD BRONZE,GATE,300 WOG,SOLDER ENDS,RISING STEM,THREADED BONNET,NSF/ANSI 372 & 61 | 365.54 | 1.44 | 2.5 | 0.75 | 6.25 | 6 | 9.5 | 7.5 | 3 | 697988614062 | 69798861406 | https://www.milwaukeevalve.com/wp-content/uploads/spec-sheets/UP149.pdf | https://www.milwaukeevalve.com/wp-content/uploads/ioms/UPGateGlobeCheckIOM.pdf |  | 06/22/09
UTP722 | UP149 - 38 |  | UP149 | UP149/UP635 | 3/8 | 40 | 0.375 | LOW LEAD BRONZE,GATE,300 WOG,SOLDER ENDS,RISING STEM,THREADED BONNET,NSF/ANSI 372 & 61 | 329.65 | 0.7 | 1.63 | 0.375 | 4.31 | 10 | 8.5 | 8.5 | 4.125 | 697988614048 | 69798861404 | https://www.milwaukeevalve.com/wp-content/uploads/spec-sheets/UP149.pdf | https://www.milwaukeevalve.com/wp-content/uploads/ioms/UPGateGlobeCheckIOM.pdf |  | 06/22/09
UTP722 | UP149 - 100 |  | UP149 | UP149/UP635 | 1 | 40 | 1 | LOW LEAD BRONZE,GATE,300 WOG,SOLDER ENDS,RISING STEM,THREADED BONNET,NSF/ANSI 372 & 61 | 480.18 | 2.06 | 3 | 1 | 7 | 6 | 10 | 7.5 | 2.5 | 697988614079 | 69798861407 | https://www.milwaukeevalve.com/wp-content/uploads/spec-sheets/UP149.pdf | https://www.milwaukeevalve.com/wp-content/uploads/ioms/UPGateGlobeCheckIOM.pdf |  | 06/22/09
UTP722 | UP149 - 112 |  | UP149 | UP149/UP635 | 1 1/2 | 40 | 1.5 | LOW LEAD BRONZE,GATE,300 WOG,SOLDER ENDS,RISING STEM,THREADED BONNET,NSF/ANSI 372 & 61 | 860.1 | 4.12 | 3.63 | 1.5 | 9.5 | 4 | 10.5 | 10 | 3 | 697988614093 | 69798861409 | https://www.milwaukeevalve.com/wp-content/uploads/spec-sheets/UP149.pdf | https://www.milwaukeevalve.com/wp-content/uploads/ioms/UPGateGlobeCheckIOM.pdf |  | 06/22/09
UTP722 | UP149 - 114 |  | UP149 | UP149/UP635 | 1 1/4 | 40 | 1.25 | LOW LEAD BRONZE,GATE,300 WOG,SOLDER ENDS,RISING STEM,THREADED BONNET,NSF/ANSI 372 & 61 | 766.95 | 3.08 | 3.25 | 1.25 | 8.63 | 4 | 0 | 0 | 0 | 697988614086 | 69798861408 | https://www.milwaukeevalve.com/wp-content/uploads/spec-sheets/UP149.pdf | https://www.milwaukeevalve.com/wp-content/uploads/ioms/UPGateGlobeCheckIOM.pdf |  | 06/22/09
UTP722 | UP149 - 200 |  | UP149 | UP149/UP635 | 2 | 40 | 2 | LOW LEAD BRONZE,GATE,300 WOG,SOLDER ENDS,RISING STEM,THREADED BONNET,NSF/ANSI 372 & 61 | 1189.93 | 6.36 | 4.31 | 2 | 11.5 | 2 | 11 | 8.25 | 3 | 697988614109 | 69798861410 | https://www.milwaukeevalve.com/wp-content/uploads/spec-sheets/UP149.pdf | https://www.milwaukeevalve.com/wp-content/uploads/ioms/UPGateGlobeCheckIOM.pdf |  | 06/22/09
UTP722 | UP1502 - 12 |  | UP1502 | UP1502/UP418 | 1/2 | 40 | 0.5 | LOW LEAD BRONZE,GLOBE,300 WOG,SOLDER ENDS,BRONZE DISC,THREADED BONNET,NSF/ANSI 372 & 61 | 473.1 | 0.74 | 2.44 | 0.5 | 3.75 | 10 | 8.5 | 8.5 | 4.125 | 697988614215 | 69798861421 | https://www.milwaukeevalve.com/wp-content/uploads/spec-sheets/UP1502.pdf | https://www.milwaukeevalve.com/wp-content/uploads/ioms/UPGateGlobeCheckIOM.pdf |  | 06/22/09
UTP722 | UP1502 - 34 |  | UP1502 | UP1502/UP418 | 3/4 | 40 | 0.75 | LOW LEAD BRONZE,GLOBE,300 WOG,SOLDER ENDS,BRONZE DISC,THREADED BONNET,NSF/ANSI 372 & 61 | 623.66 | 1.1 | 3.19 | 0.75 | 4 | 6 | 10 | 7.5 | 2.5 | 697988614222 | 69798861422 | https://www.milwaukeevalve.com/wp-content/uploads/spec-sheets/UP1502.pdf | https://www.milwaukeevalve.com/wp-content/uploads/ioms/UPGateGlobeCheckIOM.pdf |  | 06/22/09
UTP722 | UP1502 - 38 |  | UP1502 | UP1502/UP418 | 3/8 | 40 | 0.375 | LOW LEAD BRONZE,GLOBE,300 WOG,SOLDER ENDS,BRONZE DISC,THREADED BONNET,NSF/ANSI 372 & 61 | 473.1 | 0.5 | 2 | 0.375 | 3.19 | 10 | 7 | 7 | 3 | 697988614208 | 69798861420 | https://www.milwaukeevalve.com/wp-content/uploads/spec-sheets/UP1502.pdf | https://www.milwaukeevalve.com/wp-content/uploads/ioms/UPGateGlobeCheckIOM.pdf |  | 06/22/09
UTP722 | UP1502 - 100 |  | UP1502 | UP1502/UP418 | 1 | 40 | 1 | LOW LEAD BRONZE,GLOBE,300 WOG,SOLDER ENDS,BRONZE DISC,THREADED BONNET,NSF/ANSI 372 & 61 | 860.1 | 1.52 | 3.69 | 1 | 4.38 | 6 | 10 | 7.5 | 2.5 | 697988614239 | 69798861423 | https://www.milwaukeevalve.com/wp-content/uploads/spec-sheets/UP1502.pdf | https://www.milwaukeevalve.com/wp-content/uploads/ioms/UPGateGlobeCheckIOM.pdf |  | 06/22/09
UTP722 | UP1502 - 112 |  | UP1502 | UP1502/UP418 | 1 1/2 | 40 | 1.5 | LOW LEAD BRONZE,GLOBE,300 WOG,SOLDER ENDS,BRONZE DISC,THREADED BONNET,NSF/ANSI 372 & 61 | 1447.85 | 3.09 | 4.75 | 1.5 | 5.63 | 4 | 11.5 | 9 | 3 | 697988614253 | 69798861425 | https://www.milwaukeevalve.com/wp-content/uploads/spec-sheets/UP1502.pdf | https://www.milwaukeevalve.com/wp-content/uploads/ioms/UPGateGlobeCheckIOM.pdf |  | 06/22/09
UTP722 | UP1502 - 114 |  | UP1502 | UP1502/UP418 | 1 1/4 | 40 | 1.25 | LOW LEAD BRONZE,GLOBE,300 WOG,SOLDER ENDS,BRONZE DISC,THREADED BONNET,NSF/ANSI 372 & 61 | 1103.87 | 2.4 | 4.19 | 1.25 | 5.13 | 4 | 12 | 7 | 3.5 | 697988614246 | 69798861424 | https://www.milwaukeevalve.com/wp-content/uploads/spec-sheets/UP1502.pdf | https://www.milwaukeevalve.com/wp-content/uploads/ioms/UPGateGlobeCheckIOM.pdf |  | 06/22/09
UTP722 | UP1502 - 200 |  | UP1502 | UP1502/UP418 | 2 | 40 | 2 | LOW LEAD BRONZE,GLOBE,300 WOG,SOLDER ENDS,BRONZE DISC,THREADED BONNET,NSF/ANSI 372 & 61 | 2178.95 | 4.9 | 5.94 | 2 | 6.69 | 2 | 12 | 7 | 3.5 | 697988614260 | 69798861426 | https://www.milwaukeevalve.com/wp-content/uploads/spec-sheets/UP1502.pdf | https://www.milwaukeevalve.com/wp-content/uploads/ioms/UPGateGlobeCheckIOM.pdf |  | 06/22/09
UTP722 | UP1509 - 12 |  | UP1509 | UP1509/UP912 | 1/2 | 43 | 0.5 | LOW LEAD BRONZE,HORIZONTAL SWING CHECK,300 WOG,SOLDER ENDS,BRONZE DISC,NSF/ANSI 372 & 61 | 372.71 | 0.54 | 2.56 | 0.5 | 1.44 | 10 | 9.125 | 3.9375 | 2.0625 | 697988614369 | 69798861436 | https://www.milwaukeevalve.com/wp-content/uploads/spec-sheets/UP1509.pdf | https://www.milwaukeevalve.com/wp-content/uploads/ioms/UPGateGlobeCheckIOM.pdf |  | 06/22/09
UTP722 | UP1509 - 34 |  | UP1509 | UP1509/UP912 | 3/4 | 43 | 0.75 | LOW LEAD BRONZE,HORIZONTAL SWING CHECK,300 WOG,SOLDER ENDS,BRONZE DISC,NSF/ANSI 372 & 61 | 501.73 | 0.8 | 3.31 | 0.75 | 1.69 | 6 | 9.125 | 3.9375 | 2.0625 | 697988614376 | 69798861437 | https://www.milwaukeevalve.com/wp-content/uploads/spec-sheets/UP1509.pdf | https://www.milwaukeevalve.com/wp-content/uploads/ioms/UPGateGlobeCheckIOM.pdf |  | 06/22/09
UTP722 | UP1509 - 38 |  | UP1509 | UP1509/UP912 | 3/8 | 43 | 0.375 | LOW LEAD BRONZE,HORIZONTAL SWING CHECK,300 WOG,SOLDER ENDS,BRONZE DISC,NSF/ANSI 372 & 61 | 372.71 | 0.42 | 2.25 | 0.375 | 1.44 | 0 | 9.125 | 3.9375 | 2.0625 | 697988614352 | 69798861435 | https://www.milwaukeevalve.com/wp-content/uploads/spec-sheets/UP1509.pdf | https://www.milwaukeevalve.com/wp-content/uploads/ioms/UPGateGlobeCheckIOM.pdf |  | 06/22/09
UTP722 | UP1509 - 100 |  | UP1509 | UP1509/UP912 | 1 | 43 | 1 | LOW LEAD BRONZE,HORIZONTAL SWING CHECK,300 WOG,SOLDER ENDS,BRONZE DISC,NSF/ANSI 372 & 61 | 738.2 | 1.26 | 4 | 1 | 1.97 | 6 | 7 | 7 | 3 | 697988614383 | 69798861438 | https://www.milwaukeevalve.com/wp-content/uploads/spec-sheets/UP1509.pdf | https://www.milwaukeevalve.com/wp-content/uploads/ioms/UPGateGlobeCheckIOM.pdf |  | 06/22/09
UTP722 | UP1509 - 112 |  | UP1509 | UP1509/UP912 | 1 1/2 | 43 | 1.5 | LOW LEAD BRONZE,HORIZONTAL SWING CHECK,300 WOG,SOLDER ENDS,BRONZE DISC,NSF/ANSI 372 & 61 | 1225.67 | 2.66 | 4.94 | 1.5 | 2.41 | 4 | 8.5 | 8.5 | 4.125 | 697988614406 | 69798861440 | https://www.milwaukeevalve.com/wp-content/uploads/spec-sheets/UP1509.pdf | https://www.milwaukeevalve.com/wp-content/uploads/ioms/UPGateGlobeCheckIOM.pdf |  | 06/22/09
UTP722 | UP1509 - 114 |  | UP1509 | UP1509/UP912 | 1 1/4 | 43 | 1.25 | LOW LEAD BRONZE,HORIZONTAL SWING CHECK,300 WOG,SOLDER ENDS,BRONZE DISC,NSF/ANSI 372 & 61 | 1046.47 | 1.86 | 4.25 | 1.25 | 2.16 | 4 | 6 | 6 | 3.25 | 697988614390 | 69798861439 | https://www.milwaukeevalve.com/wp-content/uploads/spec-sheets/UP1509.pdf | https://www.milwaukeevalve.com/wp-content/uploads/ioms/UPGateGlobeCheckIOM.pdf |  | 06/22/09
UTP722 | UP1509 - 200 |  | UP1509 | UP1509/UP912 | 2 | 43 | 2 | LOW LEAD BRONZE,HORIZONTAL SWING CHECK,300 WOG,SOLDER ENDS,BRONZE DISC,NSF/ANSI 372 & 61 | 1799.01 | 4.3 | 6.13 | 2 | 2.81 | 2 | 9 | 6 | 3 | 697988614413 | 69798861441 | https://www.milwaukeevalve.com/wp-content/uploads/spec-sheets/UP1509.pdf | https://www.milwaukeevalve.com/wp-content/uploads/ioms/UPGateGlobeCheckIOM.pdf |  | 06/22/09
UTP722 | UP1509 - 212 |  | UP1509 | UP1509/UP912 | 2 1/2 | 43 | 2.5 | LOW LEAD BRONZE,HORIZONTAL SWING CHECK,200 WOG,BRONZE DISC,SOLDER ENDS,NSF 372 & 61 | 3734.32 | 7.64 | 7.38 | 2.5 | 3.63 | 1 | 10.25 | 7.375 | 4.0625 | 697988697980 | 69798869798 | https://www.milwaukeevalve.com/wp-content/uploads/spec-sheets/UP1509.pdf | https://www.milwaukeevalve.com/wp-content/uploads/ioms/UPGateGlobeCheckIOM.pdf |  | 03/02/16
UTP722 | UP1509 - 300 |  | UP1509 | UP1509/UP912 | 3 | 43 | 3 | LOW LEAD BRONZE,HORIZONTAL SWING CHECK,200 WOG,BRONZE DISC,SOLDER ENDS,NSF 372 & 61 | 5232.43 | 10.98 | 8.5 | 3 | 4.81 | 1 | 10.25 | 7.375 | 4.0625 | 697988697997 | 69798869799 | https://www.milwaukeevalve.com/wp-content/uploads/spec-sheets/UP1509.pdf | https://www.milwaukeevalve.com/wp-content/uploads/ioms/UPGateGlobeCheckIOM.pdf |  | 03/02/16
UTP722 | UP1548T - 12 |  | UP1548T | UP1548T/UP947 | 1/2 | 40 | 0.5 | LOW LEAD BRONZE,SPRING CHECK,250 WOG,SOLDER ENDS,BRZ SPRING,PTFE DISC,SILENT CLOSE,NSF/ANSI 372 & 61 | 193.52 | 0.35 | 1.22 | 0.5 | 2.41 | 34 |  |  |  | 697988615694 | 69798861569 | https://www.milwaukeevalve.com/wp-content/uploads/spec-sheets/UP1548T.pdf | https://www.milwaukeevalve.com/wp-content/uploads/ioms/UPGateGlobeCheckIOM.pdf |  | 06/24/09
UTP722 | UP1548T - 34 |  | UP1548T | UP1548T/UP947 | 3/4 | 40 | 0.75 | LOW LEAD BRONZE,SPRING CHECK,250 WOG,SOLDER ENDS,BRZ SPRING,PTFE DISC,SILENT CLOSE,NSF/ANSI 372 & 61 | 257.99 | 0.6 | 1.5 | 0.75 | 3.81 | 12 |  |  |  | 697988615700 | 69798861570 | https://www.milwaukeevalve.com/wp-content/uploads/spec-sheets/UP1548T.pdf | https://www.milwaukeevalve.com/wp-content/uploads/ioms/UPGateGlobeCheckIOM.pdf |  | 06/24/09
UTP722 | UP1548T - 38 |  | UP1548T | UP1548T/UP947 | 3/8 | 40 | 0.375 | LOW LEAD BRONZE,SPRING CHECK,250 WOG,SOLDER ENDS,BRZ SPRING,PTFE DISC,SILENT CLOSE,NSF/ANSI 372 & 61 | 193.52 | 0.3 | 1.22 | 0.375 | 2.16 | 34 |  |  |  | 697988615717 | 69798861571 | https://www.milwaukeevalve.com/wp-content/uploads/spec-sheets/UP1548T.pdf | https://www.milwaukeevalve.com/wp-content/uploads/ioms/UPGateGlobeCheckIOM.pdf |  | 06/24/09
UTP722 | UP1548T - 100 |  | UP1548T | UP1548T/UP947 | 1 | 40 | 1 | LOW LEAD BRONZE,SPRING CHECK,250 WOG,SOLDER ENDS,BRZ SPRING,PTFE DISC,SILENT CLOSE,NSF/ANSI 372 & 61 | 351.29 | 0.9 | 1.91 | 1 | 3.53 | 20 |  |  |  | 697988615724 | 69798861572 | https://www.milwaukeevalve.com/wp-content/uploads/spec-sheets/UP1548T.pdf | https://www.milwaukeevalve.com/wp-content/uploads/ioms/UPGateGlobeCheckIOM.pdf |  | 06/24/09
UTP722 | UP1548T - 112 |  | UP1548T | UP1548T/UP947 | 1 1/2 | 40 | 1.5 | LOW LEAD BRONZE,SPRING CHECK,250 WOG,SOLDER ENDS,BRZ SPRING,PTFE DISC,SILENT CLOSE,NSF/ANSI 372 & 61 | 573.45 | 1.92 | 2.59 | 1.5 | 4.22 | 12 |  |  |  | 697988615731 | 69798861573 | https://www.milwaukeevalve.com/wp-content/uploads/spec-sheets/UP1548T.pdf | https://www.milwaukeevalve.com/wp-content/uploads/ioms/UPGateGlobeCheckIOM.pdf |  | 06/24/09
UTP722 | UP1548T - 114 |  | UP1548T | UP1548T/UP947 | 1 1/4 | 40 | 1.25 | LOW LEAD BRONZE,SPRING CHECK,250 WOG,SOLDER ENDS,BRZ SPRING,PTFE DISC,SILENT CLOSE,NSF/ANSI 372 & 61 | 437.21 | 1.3 | 2.16 | 1.25 | 4.88 | 12 |  |  |  | 697988615748 | 69798861574 | https://www.milwaukeevalve.com/wp-content/uploads/spec-sheets/UP1548T.pdf | https://www.milwaukeevalve.com/wp-content/uploads/ioms/UPGateGlobeCheckIOM.pdf |  | 06/24/09
UTP722 | UP1548T - 200 |  | UP1548T | UP1548T/UP947 | 2 | 40 | 2 | LOW LEAD BRONZE,SPRING CHECK,250 WOG,SOLDER ENDS,BRZ SPRING,PTFE DISC,SILENT CLOSE,NSF/ANSI 372 & 61 | 824.24 | 3.14 | 3.13 | 2 | 5.09 | 4 |  |  |  | 697988615755 | 69798861575 | https://www.milwaukeevalve.com/wp-content/uploads/spec-sheets/UP1548T.pdf | https://www.milwaukeevalve.com/wp-content/uploads/ioms/UPGateGlobeCheckIOM.pdf |  | 06/24/09
UTP722 | UP15542 | A | UPBA100 P2 | UPBA100SP2LD/UPBA400SP2LD | 1/2 | 46 | 0.5 | LOW LEAD BALL,2PC,BRONZE BODY,STAINLESS BALL/STEM,200 WOG @ 250 DEG F,PRESS ENDS,FULL PORT,LCK HANDL | 158.87 | 1.02 | 5.19 | 0 | 1.91 | 20 |  |  |  | 697988713710 | 69798871371 | https://www.milwaukeevalve.com/wp-content/uploads/spec-sheets/ba100100sp2.pdf.pdf | https://www.milwaukeevalve.com/wp-content/uploads/ioms/UPThreadedEndIOM.pdf | https://www.milwaukeevalve.com/wp-content/uploads/ioms/UltraPressIOM.pdf | 02/07/18
UTP722 | UP15543 | A | UPBA100 P2 | UPBA100SP2LD/UPBA400SP2LD | 3/4 | 46 | 0.75 | LOW LEAD BALL,2PC,BRONZE BODY,STAINLESS BALL/STEM,200 WOG @ 250 DEG F,PRESS ENDS,FULL PORT,LCK HANDL | 274.81 | 1.68 | 6.22 | 0 | 2.08 | 1 |  |  |  | 697988713727 | 69798871372 | https://www.milwaukeevalve.com/wp-content/uploads/spec-sheets/ba100100sp2.pdf.pdf | https://www.milwaukeevalve.com/wp-content/uploads/ioms/UPThreadedEndIOM.pdf | https://www.milwaukeevalve.com/wp-content/uploads/ioms/UltraPressIOM.pdf | 02/07/18
UTP722 | UP15548 |  | UPBA100S P2 | UPBA100SP2LD | 2 1/2 | 46 | 2.5 | LOW LEAD BALL,2PC,BRONZE BODY,STAINLESS BALL/STEM,200 WOG @ 250 DEG F,PRESS ENDS,STD PORT,LCK HNDL | 4173.81 | 0 | 12.02 | 0 | 3.44 | 0 |  |  |  | 697988745001 | 69798874500 | https://www.milwaukeevalve.com/wp-content/uploads/spec-sheets/ba100100sp2.pdf.pdf | https://www.milwaukeevalve.com/wp-content/uploads/ioms/UPThreadedEndIOM.pdf | https://www.milwaukeevalve.com/wp-content/uploads/ioms/UltraPressIOM.pdf | 12/14/20
UTP722 | UP15552 | A | UPBA100 P2-XH | UPBA100SP2XH/UPBA400SP2XH | 1/2 | 46 | 0.5 | LOW LEAD BALL,2PC,BRONZE BODY,STAINLESS BALL/STEM,200 WOG @ 250 DEG F,PRESS ENDS,FULL PORT,STEM EXT | 162.62 | 1.02 | 5.19 | 0 | 4.16 | 10 |  |  |  | 697988684201 | 69798868420 | https://www.milwaukeevalve.com/wp-content/uploads/spec-sheets/UPBA100100SP2OPT.pdf | https://www.milwaukeevalve.com/wp-content/uploads/ioms/UPThreadedEndIOM.pdf | https://www.milwaukeevalve.com/wp-content/uploads/ioms/UltraPressIOM.pdf | 12/18/14
UTP722 | UP15553 | B | UPBA100 P2-XH | UPBA100SP2XH/UPBA400SP2XH | 3/4 | 46 | 0.75 | LOW LEAD BALL,2PC,BRONZE BODY,STAINLESS BALL/STEM,200 WOG @ 250 DEG F,PRESS ENDS,FULL PORT,STEM EXT | 272.12 | 1.68 | 6.22 | 0 | 4.33 | 6 |  |  |  | 697988684188 | 69798868418 | https://www.milwaukeevalve.com/wp-content/uploads/spec-sheets/UPBA100100SP2OPT.pdf | https://www.milwaukeevalve.com/wp-content/uploads/ioms/UPThreadedEndIOM.pdf | https://www.milwaukeevalve.com/wp-content/uploads/ioms/UltraPressIOM.pdf | 12/19/14
UTP722 | UP15554 | A | UPBA100 P2-XH | UPBA100SP2XH | 1 | 46 | 1 | LOW LEAD BALL,2PC,BRONZE BODY,STAINLESS BALL/STEM,200 WOG @ 250 DEG F,PRESS ENDS,STD PORT,EXT HANDLE | 346.38 | 2.32 | 7.17 | 0 | 4.5 | 1 |  |  |  | 697988684195 | 69798868419 | https://www.milwaukeevalve.com/wp-content/uploads/spec-sheets/UPBA100100SP2OPT.pdf | https://www.milwaukeevalve.com/wp-content/uploads/ioms/UPThreadedEndIOM.pdf | https://www.milwaukeevalve.com/wp-content/uploads/ioms/UltraPressIOM.pdf | 12/19/14
UTP722 | UP15555 | A | UPBA100 P2-XH | UPBA100SP2XH | 1 1/4 | 46 | 1.25 | LOW LEAD BALL,2PC,BRONZE BODY,STAINLESS BALL/STEM,200 WOG @ 250 DEG F,PRESS ENDS,STD PORT,W/EXT STEM | 618.98 | 3.69 | 7.57 | 0 | 4.91 | 1 |  |  |  | 697988684218 | 69798868421 | https://www.milwaukeevalve.com/wp-content/uploads/spec-sheets/UPBA100100SP2OPT.pdf | https://www.milwaukeevalve.com/wp-content/uploads/ioms/UPThreadedEndIOM.pdf | https://www.milwaukeevalve.com/wp-content/uploads/ioms/UltraPressIOM.pdf | 12/19/14
UTP722 | UP15556 | A | UPBA100 P2-XH | UPBA100SP2XH | 1 1/2 | 46 | 1.5 | LOW LEAD BALL,2PC,BRONZE BODY,STAINLESS BALL/STEM,200 WOG @ 250 DEG F,PRESS ENDS,STD PORT,W/EXT STEM | 790.07 | 4.97 | 8.44 | 0 | 5.09 | 1 |  |  |  | 697988684225 | 69798868422 | https://www.milwaukeevalve.com/wp-content/uploads/spec-sheets/UPBA100100SP2OPT.pdf | https://www.milwaukeevalve.com/wp-content/uploads/ioms/UPThreadedEndIOM.pdf | https://www.milwaukeevalve.com/wp-content/uploads/ioms/UltraPressIOM.pdf | 12/19/14
UTP722 | UP15557 | A | UPBA100 P2-XH | UPBA100SP2XH | 2 | 46 | 2 | LOW LEAD BALL,2PC,BRONZE BODY,STAINLESS BALL/STEM,200 WOG @ 250 DEG F,PRESS ENDS,STD PORT,W/EXT STEM | 1065.17 | 6.74 | 11.1 | 0 | 7.86 | 1 |  |  |  | 697988684232 | 69798868423 | https://www.milwaukeevalve.com/wp-content/uploads/spec-sheets/UPBA100100SP2OPT.pdf | https://www.milwaukeevalve.com/wp-content/uploads/ioms/UPThreadedEndIOM.pdf | https://www.milwaukeevalve.com/wp-content/uploads/ioms/UltraPressIOM.pdf | 12/19/14
UTP722 | UP15558 |  | UPBA100S P2 | UPBA100SP2XH | 2 1/2 | 46 | 2.5 | LOW LEAD BALL,2PC,BRONZE BODY,STAINLESS BALL/STEM,200 WOG @ 250 DEG F,PRESS ENDS,W/EXT HNDL,STD PORT | 4175.76 | 0 | 12.02 | 0 | 3.44 | 1 |  |  |  | 697988741300 | 69798874130 | https://www.milwaukeevalve.com/wp-content/uploads/spec-sheets/ba100100sp2.pdf.pdf | https://www.milwaukeevalve.com/wp-content/uploads/ioms/UPThreadedEndIOM.pdf | https://www.milwaukeevalve.com/wp-content/uploads/ioms/UltraPressIOM.pdf | 05/18/20
UTP722 | UP15562 | A | UPBA100 P2-XLD | UPBA100SP2XLD/UPBA400SP2XLD | 1/2 | 46 | 0.5 | LOW LEAD BALL,2PC,BRNZ BODY,STAINLESS BALL/STEM,200 WOG @ 250 DEG F,PRESS ENDS,FL PORT,LKNG STEM EXT | 238.1 | 1.48 | 5.19 | 0 | 4.16 | 1 |  |  |  | 697988684300 | 69798868430 | https://www.milwaukeevalve.com/wp-content/uploads/spec-sheets/UPBA100100SP2OPT.pdf | https://www.milwaukeevalve.com/wp-content/uploads/ioms/UPThreadedEndIOM.pdf | https://www.milwaukeevalve.com/wp-content/uploads/ioms/UltraPressIOM.pdf | 12/19/14
UTP722 | UP15563 | B | UPBA100 P2-XLD | UPBA100SP2XLD/UPBA400SP2XLD | 3/4 | 46 | 0.75 | LOW LEAD BALL,2PC,BRNZ BODY,STAINLESS BALL/STEM,200 WOG @ 250 DEG F,PRESS ENDS,FL PORT,LKNG STEM EXT | 365.35 | 1.56 | 6.22 | 0 | 4.33 | 1 |  |  |  | 697988684317 | 69798868431 | https://www.milwaukeevalve.com/wp-content/uploads/spec-sheets/UPBA100100SP2OPT.pdf | https://www.milwaukeevalve.com/wp-content/uploads/ioms/UPThreadedEndIOM.pdf | https://www.milwaukeevalve.com/wp-content/uploads/ioms/UltraPressIOM.pdf | 12/19/14
UTP722 | UP15564 | A | UPBA100 P2-XLD | UPBA100SP2XLD | 1 | 46 | 1 | LOW LEAD BALL,2PC,BRNZ BODY,STAINLESS BALL/STEM,200 WOG @ 250 DEG F,PRESS ENDS,FL PORT,LKNG STEM EXT | 439.61 | 3.04 | 7.17 | 0 | 4.5 | 1 |  |  |  | 697988684324 | 69798868432 | https://www.milwaukeevalve.com/wp-content/uploads/spec-sheets/UPBA100100SP2OPT.pdf | https://www.milwaukeevalve.com/wp-content/uploads/ioms/UPThreadedEndIOM.pdf | https://www.milwaukeevalve.com/wp-content/uploads/ioms/UltraPressIOM.pdf | 12/19/14
UTP722 | UP15565 | A | UPBA100 P2-XLD | UPBA100SP2XLD | 1 1/4 | 46 | 1.25 | LOW LEAD BALL,2PC,BRNZ BODY,STAINLESS BALL/STEM,200 WOG @ 250 DEG F,PRESS ENDS,FL PORT,LKNG STEM EXT | 731.95 | 4.87 | 7.57 | 0 | 4.91 | 1 |  |  |  | 697988684331 | 69798868433 | https://www.milwaukeevalve.com/wp-content/uploads/spec-sheets/UPBA100100SP2OPT.pdf | https://www.milwaukeevalve.com/wp-content/uploads/ioms/UPThreadedEndIOM.pdf | https://www.milwaukeevalve.com/wp-content/uploads/ioms/UltraPressIOM.pdf | 12/19/14
UTP722 | UP15566 | A | UPBA100 P2-XLD | UPBA100SP2XLD | 1 1/2 | 46 | 1.5 | LOW LEAD BALL,2PC,BRNZ BODY,STAINLESS BALL/STEM,200 WOG @ 250 DEG F,PRESS ENDS,FL PORT,LKNG STEM EXT | 903.02 | 6.15 | 8.44 | 0 | 5.09 | 1 |  |  |  | 697988684348 | 69798868434 | https://www.milwaukeevalve.com/wp-content/uploads/spec-sheets/UPBA100100SP2OPT.pdf | https://www.milwaukeevalve.com/wp-content/uploads/ioms/UPThreadedEndIOM.pdf | https://www.milwaukeevalve.com/wp-content/uploads/ioms/UltraPressIOM.pdf | 12/19/14
UTP722 | UP15567 | A | UPBA100 P2-XLD | UPBA100SP2XLD | 2 | 46 | 2 | LOW LEAD BALL,2PC,BRNZ BODY,STAINLESS BALL/STEM,200 WOG @ 250 DEG F,PRESS ENDS,FL PORT,LKNG STEM EXT | 1178.12 | 8 | 10.3 | 0 | 5.25 | 1 |  |  |  | 697988684355 | 69798868435 | https://www.milwaukeevalve.com/wp-content/uploads/spec-sheets/UPBA100100SP2OPT.pdf | https://www.milwaukeevalve.com/wp-content/uploads/ioms/UPThreadedEndIOM.pdf | https://www.milwaukeevalve.com/wp-content/uploads/ioms/UltraPressIOM.pdf | 12/19/14
UTP722 | UP16544 | A | UPBA400 P2 | UPBA400SP2LD | 1 | 47 | 1 | LOW LEAD BALL,2PC,BRONZE BODY,STAINLESS BALL/STEM,200 WOG @ 250 DEG F,PRESS ENDS,FULL PORT,LCK HANDL | 362.22 | 4 | 7.32 | 0 | 2.68 | 1 |  |  |  | 697988713734 | 69798871373 | https://www.milwaukeevalve.com/wp-content/uploads/spec-sheets/UPBA400400SP2.pdf | https://www.milwaukeevalve.com/wp-content/uploads/ioms/UPThreadedEndIOM.pdf |  | 02/07/18
UTP722 | UP16545 | A | UPBA400 P2 | UPBA400SP2LD | 1 1/4 | 47 | 1.25 | LOW LEAD BALL,2PC,BRONZE BODY,STAINLESS BALL/STEM,200 WOG @ 250 DEG F,PRESS ENDS,FULL PORT,LCK HANDL | 805.2 | 5.35 | 7.84 | 0 | 2.82 | 1 |  |  |  | 697988713741 | 69798871374 | https://www.milwaukeevalve.com/wp-content/uploads/spec-sheets/UPBA400400SP2.pdf | https://www.milwaukeevalve.com/wp-content/uploads/ioms/UPThreadedEndIOM.pdf |  | 02/07/18
UTP722 | UP16546 | A | UPBA400 P2 | UPBA400SP2LD | 1 1/2 | 47 | 1.5 | LOW LEAD BALL,2PC,BRONZE BODY,STAINLESS BALL/STEM,200 WOG @ 250 DEG F,PRESS ENDS,FULL PORT,LCK HANDL | 950.37 | 6.84 | 8.76 | 0 | 3 | 1 |  |  |  | 697988713758 | 69798871375 | https://www.milwaukeevalve.com/wp-content/uploads/spec-sheets/UPBA400400SP2.pdf | https://www.milwaukeevalve.com/wp-content/uploads/ioms/UPThreadedEndIOM.pdf |  | 02/07/18
UTP722 | UP16547 | A | UPBA400 P2 | UPBA400SP2LD | 2 | 47 | 2 | LOW LEAD BALL,2PC,BRONZE BODY,STAINLESS BALL/STEM,200 WOG @ 250 DEG F,PRESS ENDS,FULL PORT,LCK HANDL | 1530.31 | 7.485 | 11.1 | 0 | 3.36 | 1 |  |  |  | 697988713765 | 69798871376 | https://www.milwaukeevalve.com/wp-content/uploads/spec-sheets/UPBA400400SP2.pdf | https://www.milwaukeevalve.com/wp-content/uploads/ioms/UPThreadedEndIOM.pdf |  | 02/07/18
UTP722 | UP16554 | A | UPBA400S P2 | UPBA400SP2XH | 1 | 47 | 1 | LOW LEAD BALL,2PC,BRONZE BODY,STAINLESS BALL/STEM,20O WOG @ 250 DEG F,PRESS ENDS,FL PORT,W/EXT STEM | 364.14 | 3.2 | 7.32 | 0 | 4.93 | 5 |  |  |  | 697988684423 | 69798868442 | https://www.milwaukeevalve.com/wp-content/uploads/spec-sheets/UPBA400400SP2.pdf | https://www.milwaukeevalve.com/wp-content/uploads/ioms/UPThreadedEndIOM.pdf | https://www.milwaukeevalve.com/wp-content/uploads/ioms/UltraPressIOM.pdf | 12/19/14
UTP722 | UP16555 | A | UPBA400S P2 | UPBA400SP2XH | 1 1/4 | 47 | 1.25 | LOW LEAD BALL,2PC,BRONZE BODY,STAINLESS BALL/STEM,20O WOG @ 250 DEG F,PRESS ENDS,FL PORT,W/EXT STEM | 807.15 | 4.46 | 7.84 | 0 | 5.07 | 1 |  |  |  | 697988684430 | 69798868443 | https://www.milwaukeevalve.com/wp-content/uploads/spec-sheets/UPBA400400SP2.pdf | https://www.milwaukeevalve.com/wp-content/uploads/ioms/UPThreadedEndIOM.pdf | https://www.milwaukeevalve.com/wp-content/uploads/ioms/UltraPressIOM.pdf | 12/19/14
UTP722 | UP16556 | A | UPBA400S P2 | UPBA400SP2XH | 1 1/2 | 47 | 1.5 | LOW LEAD BALL,2PC,BRONZE BODY,STAINLESS BALL/STEM,20O WOG @ 250 DEG F,PRESS ENDS,FL PORT,W/EXT STEM | 952.32 | 6.08 | 8.76 | 0 | 5.25 | 2 |  |  |  | 697988684447 | 69798868444 | https://www.milwaukeevalve.com/wp-content/uploads/spec-sheets/UPBA400400SP2.pdf | https://www.milwaukeevalve.com/wp-content/uploads/ioms/UPThreadedEndIOM.pdf | https://www.milwaukeevalve.com/wp-content/uploads/ioms/UltraPressIOM.pdf | 12/19/14
UTP722 | UP16557 | A | UPBA400S P2 | UPBA400SP2XH | 2 | 47 | 2 | LOW LEAD BALL,2PC,BRONZE BODY,STAINLESS BALL/STEM,20O WOG @ 250 DEG F,PRESS ENDS,FL PORT,W/EXT STEM | 1532.26 | 11.4 | 11.1 | 0 | 5.61 | 2 |  |  |  | 697988684454 | 69798868445 | https://www.milwaukeevalve.com/wp-content/uploads/spec-sheets/UPBA400400SP2.pdf | https://www.milwaukeevalve.com/wp-content/uploads/ioms/UPThreadedEndIOM.pdf | https://www.milwaukeevalve.com/wp-content/uploads/ioms/UltraPressIOM.pdf | 12/19/14
UTP722 | UP16564 | A | UPBA400S P2-XLD | UPBA400SP2XLD | 1 | 47 | 1 | LOW LEAD BALL,2PC,BRNZE BODY,SS BALL/STEM,20O WOG @ 250 DEG F,PRESS ENDS,FULL PORT,W/LKNG EXTEN STEM | 477.11 | 4 | 7.32 | 0 | 4.93 | 4 |  |  |  | 697988684461 | 69798868446 | https://www.milwaukeevalve.com/wp-content/uploads/spec-sheets/UPBA400400SP2OPT.pdf | https://www.milwaukeevalve.com/wp-content/uploads/ioms/UPThreadedEndIOM.pdf | https://www.milwaukeevalve.com/wp-content/uploads/ioms/UltraPressIOM.pdf | 12/19/14
UTP722 | UP16565 | A | UPBA400S P2-XLD | UPBA400SP2XLD | 1 1/4 | 47 | 1.25 | LOW LEAD BALL,2PC,BRNZE BODY,SS BALL/STEM,20O WOG @ 250 DEG F,PRESS ENDS,FULL PORT,W/LKNG EXTEN STEM | 920.06 | 5.35 | 7.84 | 0 | 5.07 | 1 |  |  |  | 697988684478 | 69798868447 | https://www.milwaukeevalve.com/wp-content/uploads/spec-sheets/UPBA400400SP2OPT.pdf | https://www.milwaukeevalve.com/wp-content/uploads/ioms/UPThreadedEndIOM.pdf | https://www.milwaukeevalve.com/wp-content/uploads/ioms/UltraPressIOM.pdf | 12/19/14
UTP722 | UP16566 | A | UPBA400S P2-XLD | UPBA400SP2XLD | 1 1/2 | 47 | 1.5 | LOW LEAD BALL,2PC,BRNZE BODY,SS BALL/STEM,20O WOG @ 250 DEG F,PRESS ENDS,FULL PORT,W/LKNG EXTEN STEM | 1065.26 | 6.84 | 8.76 | 0 | 5.25 | 1 |  |  |  | 697988684485 | 69798868448 | https://www.milwaukeevalve.com/wp-content/uploads/spec-sheets/UPBA400400SP2OPT.pdf | https://www.milwaukeevalve.com/wp-content/uploads/ioms/UPThreadedEndIOM.pdf | https://www.milwaukeevalve.com/wp-content/uploads/ioms/UltraPressIOM.pdf | 12/19/14
UTP722 | UP16567 | A | UPBA400S P2-XLD | UPBA400SP2XLD | 2 | 47 | 2 | LOW LEAD BALL,2PC,BRNZE BODY,SS BALL/STEM,20O WOG @ 250 DEG F,PRESS ENDS,FULL PORT,W/LKNG EXTEN STEM | 1692.54 | 7.485 | 11.1 | 0 | 5.61 | 1 |  |  |  | 697988684492 | 69798868449 | https://www.milwaukeevalve.com/wp-content/uploads/spec-sheets/UPBA400400SP2OPT.pdf | https://www.milwaukeevalve.com/wp-content/uploads/ioms/UPThreadedEndIOM.pdf | https://www.milwaukeevalve.com/wp-content/uploads/ioms/UltraPressIOM.pdf | 12/19/14
UTP722 | UP16574 | A | UPBA400-TIH | UPBA400P2TIH | 1 | 47 | 1 | LOW LEAD BALL,2PC,BRNZ BODY,CHROME PLATED BALL,200 WOG @ 250 DEG F,PRESS ENDS,FL PORT,THRML INS HDL | 302.03 | 3.38 | 7.32 | 0 | 6.24 | 2 |  |  |  | 697988695238 | 69798869523 | https://www.milwaukeevalve.com/wp-content/uploads/spec-sheets/UPBA400400SOPT.pdf | https://www.milwaukeevalve.com/wp-content/uploads/ioms/UPThreadedEndIOM.pdf |  | 09/29/15
UTP722 | UP16574S | A | UPBA400S-TIH | UPBA400SP2TIH | 1 | 47 | 1 | LOW LEAD BALL,2PC,BRNZ BODY,SS BALL & STEM,200 WOG @ 250 DEG F,PRESS ENDS,FULL PORT,THRML INS HNDL | 413.95 | 3.38 | 7.32 | 0 | 6.24 | 2 |  |  |  | 697988696150 | 69798869615 | https://www.milwaukeevalve.com/wp-content/uploads/spec-sheets/UPBA400400STIH.pdf | https://www.milwaukeevalve.com/wp-content/uploads/ioms/UPThreadedEndIOM.pdf |  | 11/20/15
UTP722 | UP16575 | A | UPBA400-TIH | UPBA400P2TIH | 1 1/4 | 47 | 1.25 | LOW LEAD BALL,2PC,BRNZ BODY,CHROME PLATED BALL,200 WOG @ 250 DEG F,PRESS ENDS,FL PORT,THRML INS HDL | 640.7 | 4.94 | 7.84 | 0 | 6.38 | 2 |  |  |  | 697988695245 | 69798869524 | https://www.milwaukeevalve.com/wp-content/uploads/spec-sheets/UPBA400400SOPT.pdf | https://www.milwaukeevalve.com/wp-content/uploads/ioms/UPThreadedEndIOM.pdf |  | 09/29/15
UTP722 | UP16575S | A | UPBA400S-TIH | UPBA400SP2TIH | 1 1/4 | 47 | 1.25 | LOW LEAD BALL,2PC,BRNZ BODY,SS BALL & STEM,200 WOG @ 250 DEG F,PRESS ENDS,FULL PORT,THRML INS HNDL | 856.94 | 5.1 | 7.84 | 0 | 6.38 | 2 |  |  |  | 697988696167 | 69798869616 | https://www.milwaukeevalve.com/wp-content/uploads/spec-sheets/UPBA400400STIH.pdf | https://www.milwaukeevalve.com/wp-content/uploads/ioms/UPThreadedEndIOM.pdf |  | 11/20/15
UTP722 | UP16576 | A | UPBA400-TIH | UPBA400P2TIH | 1 1/2 | 47 | 1.5 | LOW LEAD BALL,2PC,BRNZ BODY,CHROME PLATED BALL,200 WOG @ 250 DEG F,PRESS ENDS,FL PORT,THRML INS HDL | 777.67 | 6.24 | 8.76 | 0 | 6.56 | 1 |  |  |  | 697988695252 | 69798869525 | https://www.milwaukeevalve.com/wp-content/uploads/spec-sheets/UPBA400400SOPT.pdf | https://www.milwaukeevalve.com/wp-content/uploads/ioms/UPThreadedEndIOM.pdf |  | 09/29/15
UTP722 | UP16576S | A | UPBA400S-TIH | UPBA400SP2TIH | 1 1/2 | 47 | 1.5 | LOW LEAD BALL,2PC,BRNZ BODY,SS BALL & STEM,200 WOG @ 250 DEG F,PRESS ENDS,FULL PORT,THRML INS HNDL | 1002.13 | 6.72 | 8.76 | 0 | 6.56 | 2 |  |  |  | 697988696174 | 69798869617 | https://www.milwaukeevalve.com/wp-content/uploads/spec-sheets/UPBA400400STIH.pdf | https://www.milwaukeevalve.com/wp-content/uploads/ioms/UPThreadedEndIOM.pdf |  | 11/20/15
UTP722 | UP16577 | A | UPBA400-TIH | UPBA400P2TIH | 2 | 47 | 2 | LOW LEAD BALL,2PC,BRNZ BODY,CHROME PLATED BALL,200 WOG @ 250 DEG F,PRESS ENDS,FL PORT,THRML INS HDL | 1223.2 | 11 | 11.1 | 0 | 6.92 | 1 |  |  |  | 697988695269 | 69798869526 | https://www.milwaukeevalve.com/wp-content/uploads/spec-sheets/UPBA400400SOPT.pdf | https://www.milwaukeevalve.com/wp-content/uploads/ioms/UPThreadedEndIOM.pdf |  | 09/29/15
UTP722 | UP16577S | A | UPBA400S-TIH | UPBA400SP2TIH | 2 | 47 | 2 | LOW LEAD BALL,2PC,BRNZ BODY,SS BALL & STEM,200 WOG @ 250 DEG F,PRESS ENDS,FULL PORT,THRML INS HNDL | 1582.06 | 11.6 | 11.1 | 0 | 6.92 | 1 |  |  |  | 697988696181 | 69798869618 | https://www.milwaukeevalve.com/wp-content/uploads/spec-sheets/UPBA400400STIH.pdf | https://www.milwaukeevalve.com/wp-content/uploads/ioms/UPThreadedEndIOM.pdf |  | 11/20/15
UTP722 | UP17600 |  | UPBA300 | UPBA300/UP8604 | 1/4 | 44 | 0.25 | LOW LEAD BRONZE,BALL,3PC,FULL PORT,CP BALL/STEM,600 WOG,THREADED ENDS,NSF 372 & 61 | 195.46 | 1.16 | 4.03 | 1.95 | 1.65 | 10 | 10.25 | 7.375 | 4.0625 | 697988613331 | 69798861333 | https://www.milwaukeevalve.com/wp-content/uploads/spec-sheets/UPBA300300S.pdf | https://www.milwaukeevalve.com/wp-content/uploads/ioms/UPThreadedEndIOM.pdf |  | 06/22/09
UTP722 | UP17601 |  | UPBA300 | UPBA300/UP8604 | 3/8 | 44 | 0.375 | LOW LEAD BRONZE,BALL,3PC,FULL PORT,CP BALL/STEM,600 WOG,THREADED ENDS,NSF 372 & 61 | 195.46 | 1.11 | 4.03 | 1.95 | 1.65 | 10 | 10.25 | 7.375 | 4.0625 | 697988613348 | 69798861334 | https://www.milwaukeevalve.com/wp-content/uploads/spec-sheets/UPBA300300S.pdf | https://www.milwaukeevalve.com/wp-content/uploads/ioms/UPThreadedEndIOM.pdf |  | 06/22/09
UTP722 | UP17602 |  | UPBA300 | UPBA300/UP8604 | 1/2 | 44 | 0.5 | LOW LEAD BRONZE,BALL,3PC,FULL PORT,CP BALL/STEM,600 WOG,THREADED ENDS,NSF 372 & 61 | 225.71 | 1.1 | 4.06 | 1.95 | 1.65 | 10 | 10.25 | 7.375 | 4.0625 | 697988613355 | 69798861335 | https://www.milwaukeevalve.com/wp-content/uploads/spec-sheets/UPBA300300S.pdf | https://www.milwaukeevalve.com/wp-content/uploads/ioms/UPThreadedEndIOM.pdf |  | 06/22/09
UTP722 | UP17602P2 |  | UPBA300 P2 | UPBA300P2/UP8604P2 | 1/2 | 44 | 0.5 | LOW LEAD BRONZE,BALL,3PC,FULL PORT,CP BALL/STEM,200 PSIG @250 F,PRESSxPRESS | 246.15 | 4.1 | 4.06 | 1.95 | 1.65 | 1 |  |  |  | 697988709492 | 69798870949 | https://www.milwaukeevalve.com/wp-content/uploads/spec-sheets/upba300_300s_p2OPT.pdf | https://www.milwaukeevalve.com/wp-content/uploads/ioms/UPThreadedEndIOM.pdf | https://www.milwaukeevalve.com/wp-content/uploads/ioms/UltraPressIOM.pdf | 08/04/17
UTP722 | UP17603 |  | UPBA300 | UPBA300/UP8604 | 3/4 | 44 | 0.75 | LOW LEAD BRONZE,BALL,3PC,FULL PORT,CP BALL/STEM,600 WOG,THREADED ENDS,NSF 372 & 61 | 277.64 | 2.195 | 4.58 | 2.19 | 2.24 | 6 | 10.25 | 7.375 | 4.0625 | 697988613362 | 69798861336 | https://www.milwaukeevalve.com/wp-content/uploads/spec-sheets/UPBA300300S.pdf | https://www.milwaukeevalve.com/wp-content/uploads/ioms/UPThreadedEndIOM.pdf |  | 06/22/09
UTP722 | UP17603P2 |  | UPBA300 P2 | UPBA300P2/UP8604P2 | 3/4 | 44 | 0.75 | LOW LEAD BRONZE,BALL,3PC,FULL PORT,CP BALL/STEM,200 PSIG,PRESS X PRESS ENDS | 310.4 | 4.1 | 4.58 | 2.19 | 2.24 | 6 |  |  |  | 697988709508 | 69798870950 | https://www.milwaukeevalve.com/wp-content/uploads/spec-sheets/upba300_300s_p2OPT.pdf | https://www.milwaukeevalve.com/wp-content/uploads/ioms/UPThreadedEndIOM.pdf | https://www.milwaukeevalve.com/wp-content/uploads/ioms/UltraPressIOM.pdf | 08/04/17
UTP722 | UP17604 |  | UPBA300 | UPBA300/UP8604 | 1 | 44 | 1 | LOW LEAD BRONZE,BALL,3PC,FULL PORT,CP BALL/STEM,600 WOG,THREADED ENDS,NSF 372 & 61 | 364.99 | 3.25 | 6.3 | 2.48 | 2.65 | 6 | 10.25 | 7.375 | 4.0625 | 697988613379 | 69798861337 | https://www.milwaukeevalve.com/wp-content/uploads/spec-sheets/UPBA300300S.pdf | https://www.milwaukeevalve.com/wp-content/uploads/ioms/UPThreadedEndIOM.pdf |  | 06/22/09
UTP722 | UP17604P2 |  | UPBA300 P2 | UPBA300P2/UP8604P2 | 1 | 44 | 1 | LOW LEAD BRONZE,BALL,3PC,FULL PORT,CP BALL/STEM,200 PSIG @ 250 F,PRESS X PRESS ENDS | 436.41 | 4.1 | 6.3 | 2.48 | 2.65 | 1 |  |  |  | 697988709515 | 69798870951 | https://www.milwaukeevalve.com/wp-content/uploads/spec-sheets/upba300_300s_p2OPT.pdf | https://www.milwaukeevalve.com/wp-content/uploads/ioms/UPThreadedEndIOM.pdf | https://www.milwaukeevalve.com/wp-content/uploads/ioms/UltraPressIOM.pdf | 08/04/17
UTP722 | UP17605 |  | UPBA300 | UPBA300/UP8604 | 1 1/4 | 44 | 1.25 | LOW LEAD BRONZE,BALL,3PC,FULL PORT,CP BALL/STEM,600 WOG,THREADED ENDS,NSF 372 & 61 | 523.22 | 5.43 | 6.32 | 3 | 2.86 | 2 | 10.3125 | 4.875 | 3 | 697988613386 | 69798861338 | https://www.milwaukeevalve.com/wp-content/uploads/spec-sheets/UPBA300300S.pdf | https://www.milwaukeevalve.com/wp-content/uploads/ioms/UPThreadedEndIOM.pdf |  | 06/22/09
UTP722 | UP17605P2 |  | UPBA300 P2 | UPBA300P2/UP8604P2 | 1 1/4 | 44 | 1.25 | LOW LEAD BRONZE,BALL,3PC,FULL PORT,CP BALL/STEM,200 PSIG @ 250 F,PRESS X PRESS ENDS | 664.48 | 4.1 | 6.32 | 3 | 2.86 | 1 |  |  |  | 697988709522 | 69798870952 | https://www.milwaukeevalve.com/wp-content/uploads/spec-sheets/upba300_300s_p2OPT.pdf | https://www.milwaukeevalve.com/wp-content/uploads/ioms/UPThreadedEndIOM.pdf | https://www.milwaukeevalve.com/wp-content/uploads/ioms/UltraPressIOM.pdf | 08/04/17
UTP722 | UP17606 |  | UPBA300 | UPBA300/UP8604 | 1 1/2 | 44 | 1.5 | LOW LEAD BRONZE,BALL,3PC,FULL PORT,CP BALL/STEM,600 WOG,THREADED ENDS,NSF 372 & 61 | 678.87 | 6.58 | 7.2 | 3.13 | 3.03 | 2 | 10.3125 | 4.875 | 3 | 697988613393 | 69798861339 | https://www.milwaukeevalve.com/wp-content/uploads/spec-sheets/UPBA300300S.pdf | https://www.milwaukeevalve.com/wp-content/uploads/ioms/UPThreadedEndIOM.pdf |  | 06/22/09
UTP722 | UP17606P2 |  | UPBA300 P2 | UPBA300P2/UP8604P2 | 1 1/2 | 44 | 1.5 | LOW LEAD BRONZE,BALL,3PC,FULL PORT,CP BALL/STEM,200 PSIG @ 250 F,PRESS X PRESS ENDS | 839.9 | 4.1 | 7.2 | 3.13 | 3.03 | 1 |  |  |  | 697988709539 | 69798870953 | https://www.milwaukeevalve.com/wp-content/uploads/spec-sheets/upba300_300s_p2OPT.pdf | https://www.milwaukeevalve.com/wp-content/uploads/ioms/UPThreadedEndIOM.pdf | https://www.milwaukeevalve.com/wp-content/uploads/ioms/UltraPressIOM.pdf | 08/04/17
UTP722 | UP17607 |  | UPBA300 | UPBA300/UP8604 | 2 | 44 | 2 | LOW LEAD BRONZE,BALL,3PC,FULL PORT,CP BALL/STEM,600 WOG,THREADED ENDS,NSF 372 & 61 | 1251.91 | 10.89 | 7.2 | 3.78 | 3.26 | 1 | 10.25 | 7.375 | 4.0625 | 697988613409 | 69798861340 | https://www.milwaukeevalve.com/wp-content/uploads/spec-sheets/UPBA300300S.pdf | https://www.milwaukeevalve.com/wp-content/uploads/ioms/UPThreadedEndIOM.pdf |  | 06/22/09
UTP722 | UP17607P2 |  | UPBA300 P2 | UPBA300P2/UP8604P2 | 2 | 44 | 2 | LOW LEAD BRONZE,BALL,3PC,FULL PORT,CP BALL/STEM,200 PSIG @ 250 F,PRESS X PRESS ENDS | 1487.05 | 4.1 | 7.2 | 3.78 | 3.26 | 2 |  |  |  | 697988709546 | 69798870954 | https://www.milwaukeevalve.com/wp-content/uploads/spec-sheets/upba300_300s_p2OPT.pdf | https://www.milwaukeevalve.com/wp-content/uploads/ioms/UPThreadedEndIOM.pdf | https://www.milwaukeevalve.com/wp-content/uploads/ioms/UltraPressIOM.pdf | 08/04/17
UTP722 | UP17608 |  | UPBA300 | UPBA300/UP8604 | 2 1/2 | 44 | 2.5 | LOW LEAD BRONZE,BALL,3PC,FULL PORT,CP BALL/STEM,600 WOG,THREADED ENDS,NSF 372 & 61 | 2298.41 | 28.905 | 8 | 5 | 4.09 | 1 | 11.3125 | 11 | 6.875 | 697988641167 | 69798864116 | https://www.milwaukeevalve.com/wp-content/uploads/spec-sheets/UPBA300300S.pdf | https://www.milwaukeevalve.com/wp-content/uploads/ioms/UPThreadedEndIOM.pdf |  | 08/15/11
UTP722 | UP17609 |  | UPBA300 | UPBA300/UP8604 | 3 | 44 | 3 | LOW LEAD BRONZE,BALL,3PC,FULL PORT,CP BALL/STEM,600 WOG,THREADED ENDS,NSF 372 & 61 | 2298.41 | 25.67 | 8 | 5 | 4.09 | 1 | 11.3125 | 11 | 6.875 | 697988641174 | 69798864117 | https://www.milwaukeevalve.com/wp-content/uploads/spec-sheets/UPBA300300S.pdf | https://www.milwaukeevalve.com/wp-content/uploads/ioms/UPThreadedEndIOM.pdf |  | 08/15/11
UTP722 | UP17610 |  | UPBA300S | UPBA300S/UP8603 | 1/4 | 44 | 0.25 | LOW LEAD BRONZE,BALL,3PC,FULL PORT,SS BALL/STEM,600 WOG,THREADED ENDS,NSF 372 | 257.26 | 1.185 | 4.03 | 1.95 | 1.65 | 10 | 10.25 | 7.375 | 4.0625 | 697988613416 | 69798861341 | https://www.milwaukeevalve.com/wp-content/uploads/spec-sheets/UPBA300300S.pdf | https://www.milwaukeevalve.com/wp-content/uploads/ioms/UPThreadedEndIOM.pdf |  | 06/22/09
UTP722 | UP17611 |  | UPBA300S | UPBA300S/UP8603 | 3/8 | 44 | 0.375 | LOW LEAD BRONZE,BALL,3PC,FULL PORT,SS BALL/STEM,600 WOG,THREADED ENDS,NSF 372 & 61 | 257.26 | 1.125 | 4.03 | 1.95 | 1.65 | 10 | 10.25 | 7.375 | 4.0625 | 697988613423 | 69798861342 | https://www.milwaukeevalve.com/wp-content/uploads/spec-sheets/UPBA300300S.pdf | https://www.milwaukeevalve.com/wp-content/uploads/ioms/UPThreadedEndIOM.pdf |  | 06/22/09
UTP722 | UP17612 |  | UPBA300S | UPBA300S/UP8603 | 1/2 | 44 | 0.5 | LOW LEAD BRONZE,BALL,3PC,FULL PORT,SS BALL/STEM,600 WOG,THREADED ENDS,NSF 372 & 61 | 320.43 | 1.085 | 4.06 | 1.95 | 1.65 | 10 | 10.25 | 7.375 | 4.0625 | 697988613430 | 69798861343 | https://www.milwaukeevalve.com/wp-content/uploads/spec-sheets/UPBA300300S.pdf | https://www.milwaukeevalve.com/wp-content/uploads/ioms/UPThreadedEndIOM.pdf |  | 06/22/09
UTP722 | UP17612P2 |  | UPBA300S P2 | UPBA300SP2/UP8603P2 | 1/2 | 44 | 0.5 | LOW LEAD BRONZE,BALL,3PC,FULL PORT,SS BALL/STEM,600 PSIG @ 250 F,PRESS X PRES ENDS | 340.98 | 1.365 | 4.06 | 1.95 | 1.65 | 8 |  |  |  | 697988728455 | 69798872845 | https://www.milwaukeevalve.com/wp-content/uploads/spec-sheets/upba300_300s_p2.pdf | https://www.milwaukeevalve.com/wp-content/uploads/ioms/UPThreadedEndIOM.pdf |  | 07/09/19
UTP722 | UP17612TIH |  | UPBA300S P2-TIH | UPBA300STIH/UP8603-16 | 1/2 | 44 | 0.5 | LOW LEAD BRONZE,BALL,3PC,FULL PORT,SS BALL/STEM,600 WOG,THREADED ENDS,INSULATOR HNDL,NSF 372 & 61 | 386.06 | 1.64 | 4.06 | 1.95 | 4.4 | 4 |  |  |  | 697988705753 | 69798870575 | https://www.milwaukeevalve.com/wp-content/uploads/spec-sheets/UPBA300300SP2TIH.pdf | https://www.milwaukeevalve.com/wp-content/uploads/ioms/UPThreadedEndIOM.pdf | https://www.milwaukeevalve.com/wp-content/uploads/ioms/UltraPressIOM.pdf | 03/23/17
UTP722 | UP17613 |  | UPBA300S | UPBA300S/UP8603 | 3/4 | 44 | 0.75 | LOW LEAD BRONZE,BALL,3PC,FULL PORT,SS BALL/STEM,600 WOG,THREADED ENDS,NSF 372 & 61 | 381.5 | 2.175 | 4.58 | 2.19 | 2.24 | 6 | 10.25 | 7.375 | 4.0625 | 697988613447 | 69798861344 | https://www.milwaukeevalve.com/wp-content/uploads/spec-sheets/UPBA300300S.pdf | https://www.milwaukeevalve.com/wp-content/uploads/ioms/UPThreadedEndIOM.pdf |  | 06/22/09
UTP722 | UP17613P2 |  | UPBA300S P2 | UPBA300SP2/UP8603P2 | 3/4 | 44 | 0.75 | LOW LEAD BRONZE,BALL,3PC,FULL PORT,SS BALL/STEM,200 PSIG @ 250 F,PRESS X PRESS ENDS | 414.24 | 2.575 | 4.58 | 2.19 | 2.24 | 6 |  |  |  | 697988728462 | 69798872846 | https://www.milwaukeevalve.com/wp-content/uploads/spec-sheets/upba300_300s_p2.pdf | https://www.milwaukeevalve.com/wp-content/uploads/ioms/UPThreadedEndIOM.pdf |  | 07/09/19
UTP722 | UP17613TIH |  | UPBA300S P2-TIH | UPBA300STIH/UP8603-16 | 3/4 | 44 | 0.75 | LOW LEAD BRONZE,BALL,3PC,FULL PORT,SS BALL/STEM,600 WOG,THREADED ENDS,INSULATOR HNDL,NSF 372 & 61 | 447.07 | 2.74 | 4.58 | 2.19 | 4.99 | 4 |  |  |  | 697988705760 | 69798870576 | https://www.milwaukeevalve.com/wp-content/uploads/spec-sheets/UPBA300300SP2TIH.pdf | https://www.milwaukeevalve.com/wp-content/uploads/ioms/UPThreadedEndIOM.pdf | https://www.milwaukeevalve.com/wp-content/uploads/ioms/UltraPressIOM.pdf | 03/23/17
UTP722 | UP17614 |  | UPBA300S | UPBA300S/UP8603 | 1 | 44 | 1 | LOW LEAD BRONZE,BALL,3PC,FULL PORT,SS BALL/STEM,600 WOG,THREADED ENDS,NSF 372 & 61 | 554.49 | 3.285 | 6.3 | 2.48 | 2.65 | 6 | 10.25 | 7.375 | 4.0625 | 697988613454 | 69798861345 | https://www.milwaukeevalve.com/wp-content/uploads/spec-sheets/UPBA300300S.pdf | https://www.milwaukeevalve.com/wp-content/uploads/ioms/UPThreadedEndIOM.pdf |  | 06/22/09
UTP722 | UP17614P2 |  | UPBA300S P2 | UPBA300SP2/UP8603P2 | 1 | 44 | 1 | LOW LEAD BRONZE,BALL,3PC,FULL PORT,SS BALL/STEM,200 PSIG @ 250 F,PRESS X PRESS ENDS | 625.91 | 4 | 6.3 | 2.48 | 2.65 | 4 |  |  |  | 697988728479 | 69798872847 | https://www.milwaukeevalve.com/wp-content/uploads/spec-sheets/upba300_300s_p2.pdf | https://www.milwaukeevalve.com/wp-content/uploads/ioms/UPThreadedEndIOM.pdf |  | 07/09/19
UTP722 | UP17614TIH |  | UPBA300S P2-TIH | UPBA300STIH/UP8603-16 | 1 | 44 | 1 | LOW LEAD BRONZE,BALL,3PC,FULL PORT,SS BALL/STEM,600 WOG,THREADED ENDS,INSULATOR HNDL,NSF 372 & 61 | 650.1 | 4.265 | 6.3 | 2.48 | 5.4 | 2 |  |  |  | 697988705777 | 69798870577 | https://www.milwaukeevalve.com/wp-content/uploads/spec-sheets/UPBA300300SP2TIH.pdf | https://www.milwaukeevalve.com/wp-content/uploads/ioms/UPThreadedEndIOM.pdf | https://www.milwaukeevalve.com/wp-content/uploads/ioms/UltraPressIOM.pdf | 03/23/17
UTP722 | UP17615 |  | UPBA300S | UPBA300S/UP8603 | 1 1/4 | 44 | 1.25 | LOW LEAD BRONZE,BALL,3PC,FULL PORT,SS BALL/STEM,600 WOG,THREADED ENDS,NSF 372 & 61 | 751.19 | 5.335 | 6.32 | 3 | 2.86 | 2 | 10.3125 | 4.875 | 3 | 697988613461 | 69798861346 | https://www.milwaukeevalve.com/wp-content/uploads/spec-sheets/UPBA300300S.pdf | https://www.milwaukeevalve.com/wp-content/uploads/ioms/UPThreadedEndIOM.pdf |  | 06/22/09
UTP722 | UP17615P2 |  | UPBA300S P2 | UPBA300SP2/UP8603P2 | 1 1/4 | 44 | 1.25 | LOW LEAD BRONZE,BALL,3PC,FULL PORT,SS BALL/STEM,200 PSIG @ 250 F,PRESS X PRESS ENDS | 892.44 | 6.295 | 6.32 | 3 | 2.86 | 2 |  |  |  | 697988728486 | 69798872848 | https://www.milwaukeevalve.com/wp-content/uploads/spec-sheets/upba300_300s_p2.pdf | https://www.milwaukeevalve.com/wp-content/uploads/ioms/UPThreadedEndIOM.pdf |  | 07/09/19
UTP722 | UP17615TIH |  | UPBA300S P2-TIH | UPBA300STIH/UP8603-16 | 1 1/4 | 44 | 1.25 | LOW LEAD BRONZE,BALL,3PC,FULL PORT,SS BALL/STEM,600 WOG,THREADED ENDS,INSULATOR HNDL,NSF 372 & 61 | 846.82 | 5.228 | 6.32 | 3 | 5.61 | 2 |  |  |  | 697988705784 | 69798870578 | https://www.milwaukeevalve.com/wp-content/uploads/spec-sheets/UPBA300300SP2TIH.pdf | https://www.milwaukeevalve.com/wp-content/uploads/ioms/UPThreadedEndIOM.pdf | https://www.milwaukeevalve.com/wp-content/uploads/ioms/UltraPressIOM.pdf | 03/23/17
UTP722 | UP17616 |  | UPBA300S | UPBA300S/UP8603 | 1 1/2 | 44 | 1.5 | LOW LEAD BRONZE,BALL,3PC,FULL PORT,SS BALL/STEM,600 WOG,THREADED ENDS,NSF 372 & 61 | 954.76 | 6.6 | 7.2 | 3.13 | 3.03 | 2 | 10.3125 | 4.875 | 3 | 697988613478 | 69798861347 | https://www.milwaukeevalve.com/wp-content/uploads/spec-sheets/UPBA300300S.pdf | https://www.milwaukeevalve.com/wp-content/uploads/ioms/UPThreadedEndIOM.pdf |  | 06/22/09
UTP722 | UP17616P2 |  | UPBA300S P2 | UPBA300SP2/UP8603P2 | 1 1/2 | 44 | 1.5 | LOW LEAD BRONZE,BALL,3PC,FULL PORT,SS BALL/STEM,200 PSIG @ 250 F,PRESS X PRESS ENDS | 1115.79 | 8.07 | 7.2 | 3.13 | 3.03 | 1 |  |  |  | 697988728493 | 69798872849 | https://www.milwaukeevalve.com/wp-content/uploads/spec-sheets/upba300_300s_p2.pdf | https://www.milwaukeevalve.com/wp-content/uploads/ioms/UPThreadedEndIOM.pdf |  | 07/09/19
UTP722 | UP17616TIH |  | UPBA300S P2-TIH | UPBA300STIH/UP8603-16 | 1 1/2 | 44 | 1.5 | LOW LEAD BRONZE,BALL,3PC,FULL PORT,SS BALL/STEM,600 WOG,THREADED ENDS,INSULATOR HNDL,NSF 372 & 61 | 1050.35 | 7.1 | 7.2 | 3.13 | 5.78 | 2 |  |  |  | 697988705791 | 69798870579 | https://www.milwaukeevalve.com/wp-content/uploads/spec-sheets/UPBA300300SP2TIH.pdf | https://www.milwaukeevalve.com/wp-content/uploads/ioms/UPThreadedEndIOM.pdf | https://www.milwaukeevalve.com/wp-content/uploads/ioms/UltraPressIOM.pdf | 03/23/17
UTP722 | UP17617 |  | UPBA300S | UPBA300S/UP8603 | 2 | 44 | 2 | LOW LEAD BRONZE,BALL,3PC,FULL PORT,SS BALL/STEM,600 WOG,THREADED ENDS,NSF 372 & 61 | 1558.9 | 10.835 | 7.2 | 3.78 | 3.26 | 1 | 10.25 | 7.375 | 4.0625 | 697988613485 | 69798861348 | https://www.milwaukeevalve.com/wp-content/uploads/spec-sheets/UPBA300300S.pdf | https://www.milwaukeevalve.com/wp-content/uploads/ioms/UPThreadedEndIOM.pdf |  | 06/22/09
UTP722 | UP17617P2 |  | UPBA300S P2 | UPBA300SP2/UP8603P2 | 2 | 44 | 2 | LOW LEAD BRONZE,BALL,3PC,FULL PORT,SS BALL/STEM,200 PSIG @ 250 F,PRESS X PRESS ENDS | 1793.99 | 12.785 | 7.2 | 3.78 | 3.26 | 2 |  |  |  | 697988728509 | 69798872850 | https://www.milwaukeevalve.com/wp-content/uploads/spec-sheets/upba300_300s_p2.pdf | https://www.milwaukeevalve.com/wp-content/uploads/ioms/UPThreadedEndIOM.pdf |  | 07/09/19
UTP722 | UP17617TIH |  | UPBA300S P2-TIH | UPBA300STIH/UP8603-16 | 2 | 44 | 2 | LOW LEAD BRONZE,BALL,3PC,FULL PORT,SS BALL/STEM,600 WOG,THREADED ENDS,INSULATOR HNDL,NSF 372 & 61 | 1654.5 | 11.835 | 7.2 | 3.78 | 6.01 | 1 |  |  |  | 697988705807 | 69798870580 | https://www.milwaukeevalve.com/wp-content/uploads/spec-sheets/UPBA300300SP2TIH.pdf | https://www.milwaukeevalve.com/wp-content/uploads/ioms/UPThreadedEndIOM.pdf | https://www.milwaukeevalve.com/wp-content/uploads/ioms/UltraPressIOM.pdf | 03/23/17
UTP722 | UP17618 |  | UPBA300S | UPBA300S/UP8603 | 2 1/2 | 44 | 2.5 | LOW LEAD BRONZE,BALL,3PC,FULL PORT,SS BALL/STEM,600 WOG,THREADED ENDS,NSF 372 & 61 | 2913.48 | 28.82 | 8 | 5 | 4.09 | 1 | 11.3125 | 11 | 6.875 | 697988641181 | 69798864118 | https://www.milwaukeevalve.com/wp-content/uploads/spec-sheets/UPBA300300S.pdf | https://www.milwaukeevalve.com/wp-content/uploads/ioms/UPThreadedEndIOM.pdf |  | 08/15/11
UTP722 | UP17618P2 |  | UPBA300S P2 | UPBA300SP2/UP8603P2 | 2 1/2 | 44 | 2.5 | LOW LEAD BRONZE,BALL,3PC,FULL PORT,SS BALL/STEM,600 WOG,PRESS X PRESS ENDS,NSF 372 & 61 | 4688.29 | 0 | 8 | 5 | 4.09 | 1 |  |  |  | 697988728516 | 69798872851 | https://www.milwaukeevalve.com/wp-content/uploads/spec-sheets/upba300_300s_p2.pdf | https://www.milwaukeevalve.com/wp-content/uploads/ioms/UPThreadedEndIOM.pdf |  | 07/09/19
UTP722 | UP17619 |  | UPBA300S | UPBA300S/UP8603 | 3 | 44 | 3 | LOW LEAD BRONZE,BALL,3PC,FULL PORT,SS BALL/STEM,600 WOG,THREADED ENDS,NSF 372 & 61 | 2913.48 | 26.069 | 8 | 5 | 4.09 | 1 | 11.3125 | 11 | 6.875 | 697988641198 | 69798864119 | https://www.milwaukeevalve.com/wp-content/uploads/spec-sheets/UPBA300300S.pdf | https://www.milwaukeevalve.com/wp-content/uploads/ioms/UPThreadedEndIOM.pdf |  | 08/15/11
UTP722 | UP17619P2 |  | UPBA300S P2 | UPBA300SP2/UP8603P2 | 3 | 44 | 3 | LOW LEAD BRONZE,BALL,3PC,FULL PORT,SS BALL/STEM,600 WOG,PRESS X PRESS ENDS,NSF 372 & 61 | 5120.94 | 0 | 8 | 5 | 4.09 | 1 |  |  |  | 697988728523 | 69798872852 | https://www.milwaukeevalve.com/wp-content/uploads/spec-sheets/upba300_300s_p2.pdf | https://www.milwaukeevalve.com/wp-content/uploads/ioms/UPThreadedEndIOM.pdf |  | 07/09/19
UTP722 | UP17623 |  | UPBA300-LD | UPBA300LD/UP860407 | 3/4 | 44 | 0.75 | LOW LEAD BRONZE,BALL,3PC,FULL PORT,CP BALL/STEM,600 WOG,THREADED ENDS,LOCKING HANDLE,NSF 372 & 61 | 303.52 | 2.22 | 4.58 | 2.19 | 2.24 | 6 | 10.25 | 7.375 | 4.0625 | 697988711266 | 69798871126 | https://www.milwaukeevalve.com/wp-content/uploads/spec-sheets/upba300_300s_p2OPT.pdf | https://www.milwaukeevalve.com/wp-content/uploads/ioms/UPThreadedEndIOM.pdf |  | 10/30/17
UTP722 | UP17624 |  | UPBA300-LD | UPBA300LD/UP860407 | 1 | 44 | 1 | LOW LEAD BRONZE,BALL,3PC,FULL PORT,CP BALL/STEM,600 WOG,THREADED ENDS,LOCKING HANDLE,NSF 372 & 61 | 403.99 | 3.355 | 6.3 | 2.48 | 2.65 | 5 | 10.25 | 7.375 | 4.0625 | 697988711273 | 69798871127 | https://www.milwaukeevalve.com/wp-content/uploads/spec-sheets/upba300_300s_p2OPT.pdf | https://www.milwaukeevalve.com/wp-content/uploads/ioms/UPThreadedEndIOM.pdf |  | 10/30/17
UTP722 | UP17625 |  | UPBA300-LD | UPBA300LD/UP860407 | 1 1/4 | 44 | 1.25 | LOW LEAD BRONZE,BALL,3PC,FULL PORT,CP BALL/STEM,600 WOG,THREADED ENDS,LOCKING HANDLE,NSF 372 & 61 | 562.23 | 6.775 | 6.32 | 3 | 2.86 | 1 | 10.3125 | 4.875 | 3 | 697988714410 | 69798871441 | https://www.milwaukeevalve.com/wp-content/uploads/spec-sheets/upba300_300s_p2OPT.pdf | https://www.milwaukeevalve.com/wp-content/uploads/ioms/UPThreadedEndIOM.pdf |  | 03/01/18
UTP722 | UP17626 |  | UPBA300-LD | UPBA300LD/UP860407 | 1 1/2 | 44 | 1.5 | LOW LEAD BRONZE,BALL,3PC,FULL PORT,CP BALL/STEM,600 WOG,THREADED ENDS,LOCKING HANDLE,NSF 372 & 61 | 717.87 | 6.775 | 7.2 | 3.13 | 3.03 | 1 | 10.3125 | 4.875 | 3 | 697988711280 | 69798871128 | https://www.milwaukeevalve.com/wp-content/uploads/spec-sheets/upba300_300s_p2OPT.pdf | https://www.milwaukeevalve.com/wp-content/uploads/ioms/UPThreadedEndIOM.pdf |  | 10/30/17
UTP722 | UP17627 |  | UPBA300-LD | UPBA300LD/UP860407 | 2 | 44 | 2 | LOW LEAD BRONZE,BALL,3PC,FULL PORT,CP BALL/STEM,600 WOG,THREADED ENDS,LOCKING HANDLE,NSF 372 & 61 | 1290.94 | 2.355 | 7.2 | 3.78 | 3.26 | 1 |  |  |  | 697988711297 | 69798871129 | https://www.milwaukeevalve.com/wp-content/uploads/spec-sheets/upba300_300s_p2OPT.pdf | https://www.milwaukeevalve.com/wp-content/uploads/ioms/UPThreadedEndIOM.pdf |  | 10/30/17
UTP722 | UP17662S |  | UPBA300S-XM | UPBA300SXM/UP860309 | 1/2 | 44 | 0.5 | LOW LEAD BRONZE,BALL,3PC,FULL PORT,SS BALL/STEM,600 WOG,THREADED ENDS,NSF 372 & 61,STEM EXT W/MEM ST | 386.47 | 0 | 4.06 | 1.95 | 1.65 | 1 |  |  |  | 697988726772 | 69798872677 | https://www.milwaukeevalve.com/wp-content/uploads/spec-sheets/upba300_300s_p2OPT.pdf | https://www.milwaukeevalve.com/wp-content/uploads/ioms/UPThreadedEndIOM.pdf |  | 04/10/19
UTP722 | UP17663S |  | UPBA300S-XM | UPBA300SXM/UP860309 | 3/4 | 44 | 0.75 | LOW LEAD BRONZE,BALL,3PC,FULL PORT,SS BALL/STEM,600 WOG,THREADED ENDS,NSF 372 & 61,STEM EXT W/MEM ST | 447.55 | 2.8 | 4.58 | 2.19 | 2.24 | 1 |  |  |  | 697988726789 | 69798872678 | https://www.milwaukeevalve.com/wp-content/uploads/spec-sheets/upba300_300s_p2OPT.pdf | https://www.milwaukeevalve.com/wp-content/uploads/ioms/UPThreadedEndIOM.pdf |  | 04/10/19
UTP722 | UP17664S |  | UPBA300S-XM | UPBA300SXM/UP860309 | 1 | 44 | 1 | LOW LEAD BRONZE,BALL,3PC,FULL PORT,SS BALL/STEM,600 WOG,THREADED ENDS,NSF 372 & 61,STEM EXT W/MEM ST | 633.67 | 0 | 6.3 | 2.48 | 2.65 | 1 |  |  |  | 697988726796 | 69798872679 | https://www.milwaukeevalve.com/wp-content/uploads/spec-sheets/upba300_300s_p2OPT.pdf | https://www.milwaukeevalve.com/wp-content/uploads/ioms/UPThreadedEndIOM.pdf |  | 04/10/19
UTP722 | UP17665S |  | UPBA300S-XM | UPBA300SXM/UP860309 | 1 1/4 | 44 | 1.25 | LOW LEAD BRONZE,BALL,3PC,FULL PORT,SS BALL/STEM,600 WOG,THREADED ENDS,NSF 372 & 61,STEM EXT W/MEM ST | 830.37 | 0 | 6.32 | 3 | 2.86 | 1 |  |  |  | 697988726802 | 69798872680 | https://www.milwaukeevalve.com/wp-content/uploads/spec-sheets/upba300_300s_p2OPT.pdf | https://www.milwaukeevalve.com/wp-content/uploads/ioms/UPThreadedEndIOM.pdf |  | 04/10/19
UTP722 | UP17666S |  | UPBA300S-XM | UPBA300SXM/UP860309 | 1 1/2 | 44 | 1.5 | LOW LEAD BRONZE,BALL,3PC,FULL PORT,SS BALL/STEM,600 WOG,THREADED ENDS,NSF 372 & 61,STEM EXT W/MEM ST | 1033.93 | 0 | 7.2 | 3.13 | 3.03 | 1 |  |  |  | 697988726819 | 69798872681 | https://www.milwaukeevalve.com/wp-content/uploads/spec-sheets/upba300_300s_p2OPT.pdf | https://www.milwaukeevalve.com/wp-content/uploads/ioms/UPThreadedEndIOM.pdf |  | 04/10/19
UTP722 | UP17667S |  | UPBA300S-XM | UPBA300SXM/UP860309 | 2 | 44 | 2 | LOW LEAD BRONZE,BALL,3PC,FULL PORT,SS BALL/STEM,600 WOG,THREADED ENDS,NSF 372 & 61,STEM EXT W/MEM ST | 1648.99 | 0 | 7.2 | 3.78 | 3.26 | 1 |  |  |  | 697988726826 | 69798872682 | https://www.milwaukeevalve.com/wp-content/uploads/spec-sheets/upba300_300s_p2OPT.pdf | https://www.milwaukeevalve.com/wp-content/uploads/ioms/UPThreadedEndIOM.pdf |  | 04/10/19
UTP722 | UP17670 |  | UPBA300S-XH | UPBA300SXH/UP860306 | 1/4 | 44 | 0.25 | LOW LEAD BRONZE,BALL,3PC,FULL PORT,SS BALL/STEM,600 WOG,THREADED ENDS,STEM EXTENSION,NSF 372 & 61 | 280.43 | 1.185 | 3.03 | 0.5 | 3.9 | 1 |  |  |  | 697988669796 | 69798866979 | https://www.milwaukeevalve.com/wp-content/uploads/spec-sheets/upba300_300s_p2OPT.pdf | https://www.milwaukeevalve.com/wp-content/uploads/ioms/UPThreadedEndIOM.pdf |  | 08/08/13
UTP722 | UP17671 |  | UPBA300S-XH | UPBA300SXH/UP860306 | 3/8 | 44 | 0.375 | LOW LEAD BRONZE,BALL,3PC,FULL PORT,SS BALL/STEM,600 WOG,THREADED ENDS,STEM EXTENSION,NSF 372 & 61 | 280.43 | 1.22 | 3.03 | 0.5 | 3.9 | 1 |  |  |  | 697988669802 | 69798866980 | https://www.milwaukeevalve.com/wp-content/uploads/spec-sheets/upba300_300s_p2OPT.pdf | https://www.milwaukeevalve.com/wp-content/uploads/ioms/UPThreadedEndIOM.pdf |  | 08/08/13
UTP722 | UP17672 |  | UPBA300S-XH | UPBA300SXH/UP860306 | 1/2 | 44 | 0.5 | LOW LEAD BRONZE,BALL,3PC,FULL PORT,SS BALL/STEM,600 WOG,THREADED ENDS,STEM EXTENSION,NSF 372 & 61 | 343.63 | 1.19 | 3.03 | 0.5 | 3.9 | 8 | 10.25 | 7.375 | 4.0625 | 697988669819 | 69798866981 | https://www.milwaukeevalve.com/wp-content/uploads/spec-sheets/upba300_300s_p2OPT.pdf | https://www.milwaukeevalve.com/wp-content/uploads/ioms/UPThreadedEndIOM.pdf |  | 08/08/13
UTP722 | UP17672P2 |  | UPBA300S P2-XH | UPBA300SXHP2/UP860306P2 | 1/2 | 44 | 0.5 | LOW LEAD BRONZE,BALL,3PC,FULL PORT,SS BALL/STEM,200 PSIG @ 250 F,PRESS X PRESS ENDS | 364.15 | 1.19 | 3.03 | 0.5 | 3.9 | 1 |  |  |  | 697988712140 | 69798871214 | https://www.milwaukeevalve.com/wp-content/uploads/spec-sheets/upba300_300s_p2OPT.pdf | https://www.milwaukeevalve.com/wp-content/uploads/ioms/UPThreadedEndIOM.pdf | https://www.milwaukeevalve.com/wp-content/uploads/ioms/UltraPressIOM.pdf | 11/15/17
UTP722 | UP17673 |  | UPBA300S-XH | UPBA300SXH/UP860306 | 3/4 | 44 | 0.75 | LOW LEAD BRONZE,BALL,3PC,FULL PORT,SS BALL/STEM,600 WOG,THREADED ENDS,STEM EXTENSION,NSF 372 & 61 | 404.68 | 2.415 | 3.56 | 0.75 | 4.49 | 6 | 10.25 | 7.375 | 4.0625 | 697988669826 | 69798866982 | https://www.milwaukeevalve.com/wp-content/uploads/spec-sheets/upba300_300s_p2OPT.pdf | https://www.milwaukeevalve.com/wp-content/uploads/ioms/UPThreadedEndIOM.pdf |  | 08/08/13
UTP722 | UP17673P2 |  | UPBA300S P2-XH | UPBA300SXHP2/UP860306P2 | 3/4 | 44 | 0.75 | LOW LEAD BRONZE,BALL,3PC,FULL PORT,SS BALL/STEM,200 PSIG @ 250 F,PRESS X PRESS ENDS | 437.46 | 2.415 | 3.56 | 0.75 | 4.49 | 1 |  |  |  | 697988712157 | 69798871215 | https://www.milwaukeevalve.com/wp-content/uploads/spec-sheets/upba300_300s_p2OPT.pdf | https://www.milwaukeevalve.com/wp-content/uploads/ioms/UPThreadedEndIOM.pdf | https://www.milwaukeevalve.com/wp-content/uploads/ioms/UltraPressIOM.pdf | 11/15/17
UTP722 | UP17674 |  | UPBA300S-XH | UPBA300SXH/UP860306 | 1 | 44 | 1 | LOW LEAD BRONZE,BALL,3PC,FULL PORT,SS BALL/STEM,600 WOG,THREADED ENDS,STEM EXTENSION,NSF 372 & 61 | 595.44 | 3.615 | 3.82 | 1 | 4.9 | 1 |  |  |  | 697988669833 | 69798866983 | https://www.milwaukeevalve.com/wp-content/uploads/spec-sheets/upba300_300s_p2OPT.pdf | https://www.milwaukeevalve.com/wp-content/uploads/ioms/UPThreadedEndIOM.pdf |  | 08/08/13
UTP722 | UP17674P2 |  | UPBA300S P2-XH | UPBA300SXHP2/UP860306P2 | 1 | 44 | 1 | LOW LEAD BRONZE,BALL,3PC,FULL PORT,SS BALL/STEM,200 PSIG @ 250 F,PRESS X PRESS ENDS | 666.84 | 3.615 | 3.82 | 1 | 4.9 | 1 |  |  |  | 697988712164 | 69798871216 | https://www.milwaukeevalve.com/wp-content/uploads/spec-sheets/upba300_300s_p2OPT.pdf | https://www.milwaukeevalve.com/wp-content/uploads/ioms/UPThreadedEndIOM.pdf | https://www.milwaukeevalve.com/wp-content/uploads/ioms/UltraPressIOM.pdf | 11/15/17
UTP722 | UP17675 |  | UPBA300S-XH | UPBA300SXH/UP860306 | 1 1/4 | 44 | 1.25 | LOW LEAD BRONZE,BALL,3PC,FULL PORT,SS BALL/STEM,600 WOG,THREADED ENDS,STEM EXTENSION,NSF 372 & 61 | 792.15 | 5.735 | 4.86 | 1.25 | 5.11 | 2 | 10.25 | 7.375 | 4.0625 | 697988669840 | 69798866984 | https://www.milwaukeevalve.com/wp-content/uploads/spec-sheets/upba300_300s_p2OPT.pdf | https://www.milwaukeevalve.com/wp-content/uploads/ioms/UPThreadedEndIOM.pdf |  | 08/08/13
UTP722 | UP17675P2 |  | UPBA300S P2-XH | UPBA300SXHP2/UP860306P2 | 1 1/4 | 44 | 1.25 | LOW LEAD BRONZE,BALL,3PC,FULL PORT,SS BALL/STEM,200 PSIG @ 250 F,PRESS X PRESS ENDS | 933.37 | 5.735 | 4.86 | 1.25 | 5.11 | 1 |  |  |  | 697988712171 | 69798871217 | https://www.milwaukeevalve.com/wp-content/uploads/spec-sheets/upba300_300s_p2OPT.pdf | https://www.milwaukeevalve.com/wp-content/uploads/ioms/UPThreadedEndIOM.pdf | https://www.milwaukeevalve.com/wp-content/uploads/ioms/UltraPressIOM.pdf | 11/15/17
UTP722 | UP17676 |  | UPBA300S-XH | UPBA300SXH/UP860306 | 1 1/2 | 44 | 1.5 | LOW LEAD BRONZE,BALL,3PC,FULL PORT,SS BALL/STEM,600 WOG,THREADED ENDS,STEM EXTENSION,NSF 372 & 61 | 995.71 | 6.995 | 5.06 | 1.5 | 5.28 | 1 |  |  |  | 697988669857 | 69798866985 | https://www.milwaukeevalve.com/wp-content/uploads/spec-sheets/upba300_300s_p2OPT.pdf | https://www.milwaukeevalve.com/wp-content/uploads/ioms/UPThreadedEndIOM.pdf |  | 08/08/13
UTP722 | UP17676P2 |  | UPBA300S P2-XH | UPBA300SXHP2/UP860306P2 | 1 1/2 | 44 | 1.5 | LOW LEAD BRONZE,BALL,3PC,FULL PORT,SS BALL/STEM,200 PSIG @ 250 F,PRESS X PRESS ENDS | 1156.73 | 6.995 | 5.06 | 1.5 | 5.28 | 1 |  |  |  | 697988712188 | 69798871218 | https://www.milwaukeevalve.com/wp-content/uploads/spec-sheets/upba300_300s_p2OPT.pdf | https://www.milwaukeevalve.com/wp-content/uploads/ioms/UPThreadedEndIOM.pdf | https://www.milwaukeevalve.com/wp-content/uploads/ioms/UltraPressIOM.pdf | 11/15/17
UTP722 | UP17677 |  | UPBA300S-XH | UPBA300SXH/UP860306 | 2 | 44 | 2 | LOW LEAD BRONZE,BALL,3PC,FULL PORT,SS BALL/STEM,600 WOG,THREADED ENDS,STEM EXTENSION,NSF 372 & 61 | 1599.87 | 11.375 | 6 | 2 | 5.51 | 1 | 10.25 | 7.375 | 4.0625 | 697988669864 | 69798866986 | https://www.milwaukeevalve.com/wp-content/uploads/spec-sheets/upba300_300s_p2OPT.pdf | https://www.milwaukeevalve.com/wp-content/uploads/ioms/UPThreadedEndIOM.pdf |  | 08/08/13
UTP722 | UP17677P2 |  | UPBA300S P2-XH | UPBA300SXHP2/UP860306P2 | 2 | 44 | 2 | LOW LEAD BRONZE,BALL,3PC,FULL PORT,SS BALL/STEM,200 PSIG @ 250 F,PRESS X PRESS ENDS | 1834.99 | 11.375 | 6 | 2 | 5.51 | 1 |  |  |  | 697988712195 | 69798871219 | https://www.milwaukeevalve.com/wp-content/uploads/spec-sheets/upba300_300s_p2OPT.pdf | https://www.milwaukeevalve.com/wp-content/uploads/ioms/UPThreadedEndIOM.pdf | https://www.milwaukeevalve.com/wp-content/uploads/ioms/UltraPressIOM.pdf | 11/15/17
UTP722 | UP17732 | B | UPBA300-XLD | UPBA300XLD/UP860427 | 1/2 | 44 | 0.5 | LOW LEAD BRONZE,BALL,3PC,FULL PORT,CP BALL/STEM,600 WOG,THREADED ENDS,EXT LOCKING HNDL,NSF 372 & 61 | 324.37 | 0 | 4.06 | 1.95 | 1.65 | 8 | 10.25 | 7.375 | 4.0625 | 697988741362 | 69798874136 | https://www.milwaukeevalve.com/wp-content/uploads/spec-sheets/UPBA300300S.pdf | https://www.milwaukeevalve.com/wp-content/uploads/ioms/UPThreadedEndIOM.pdf | https://www.hammondvalve.com/wp-content/uploads/ioms/UltraPressIOM.pdf | 05/20/20
UTP722 | UP17732S | B | UPBA300S-XLD | UPBA300SXLD/UP860327 | 1/2 | 44 | 0.5 | LOW LEAD BRONZE,BALL,3PC,FULL PORT,SS BALL/STEM,600 WOG,THREADED ENDS,EXT LOCKING HNDL,NSF 372 & 61 | 419.09 | 1.68 | 4.06 | 1.95 | 1.65 | 8 | 10.25 | 7.375 | 4.0625 | 697988741423 | 69798874142 | https://www.milwaukeevalve.com/wp-content/uploads/spec-sheets/UPBA300300S.pdf | https://www.milwaukeevalve.com/wp-content/uploads/ioms/UPThreadedEndIOM.pdf | https://www.hammondvalve.com/wp-content/uploads/ioms/UltraPressIOM.pdf | 05/20/20
UTP722 | UP17732SP2 | B | UPBA300S P2 XLD | UPBA300SP2XLD/UP8603P2XLD | 1/2 | 44 | 0.5 | LOW LEAD BRONZE,BALL,3PC,FULL PORT,SS BALL/STEM,600 PSIG @ 250 F,PRESS X PRES ENDS,LOCKING EXT HNDL | 439.64 | 0 | 4.06 | 1.95 | 1.65 | 0 |  |  |  | 697988741485 | 69798874148 | https://www.milwaukeevalve.com/wp-content/uploads/spec-sheets/upba300_300s_p2.pdf | https://www.milwaukeevalve.com/wp-content/uploads/ioms/UPThreadedEndIOM.pdf |  | 05/20/20
UTP722 | UP17733 | B | UPBA300-XLD | UPBA300XLD/UP860427 | 3/4 | 44 | 0.75 | LOW LEAD BRONZE,BALL,3PC,FULL PORT,CP BALL/STEM,600 WOG,THREADED ENDS,EXT LOCKING HNDL,NSF 372 & 61 | 394.05 | 0 | 4.58 | 2.19 | 2.24 | 5 | 10.25 | 7.375 | 4.0625 | 697988741379 | 69798874137 | https://www.milwaukeevalve.com/wp-content/uploads/spec-sheets/UPBA300300S.pdf | https://www.milwaukeevalve.com/wp-content/uploads/ioms/UPThreadedEndIOM.pdf |  | 05/20/20
UTP722 | UP17733S | B | UPBA300S-XLD | UPBA300SXLD/UP860327 | 3/4 | 44 | 0.75 | LOW LEAD BRONZE,BALL,3PC,FULL PORT,SS BALL/STEM,600 WOG,THREADED ENDS,EXT LOCKING HNDL,NSF 372 & 61 | 501.98 | 2.82 | 4.58 | 2.19 | 2.24 | 5 | 10.25 | 7.375 | 4.0625 | 697988741430 | 69798874143 | https://www.milwaukeevalve.com/wp-content/uploads/spec-sheets/UPBA300300S.pdf | https://www.milwaukeevalve.com/wp-content/uploads/ioms/UPThreadedEndIOM.pdf |  | 05/20/20
UTP722 | UP17733SP2 | B | UPBA300S P2 XLD | UPBA300SP2XLD/UP8603P2XLD | 3/4 | 44 | 0.75 | LOW LEAD BRONZE,BALL,3PC,FULL PORT,SS BALL/STEM,600 PSIG @ 250 F,PRESS X PRES ENDS,LOCKING EXT HNDL | 530.66 | 0 | 4.58 | 2.19 | 2.24 | 0 |  |  |  | 697988741492 | 69798874149 | https://www.milwaukeevalve.com/wp-content/uploads/spec-sheets/upba300_300s_p2.pdf | https://www.milwaukeevalve.com/wp-content/uploads/ioms/UPThreadedEndIOM.pdf | https://www.hammondvalve.com/wp-content/uploads/ioms/UltraPressIOM.pdf | 05/20/20
UTP722 | UP17734 | B | UPBA300-XLD | UPBA300XLD/UP860427 | 1 | 44 | 1 | LOW LEAD BRONZE,BALL,3PC,FULL PORT,CP BALL/STEM,600 WOG,THREADED ENDS,EXT LOCKING HNDL,NSF 372 & 61 | 518.87 | 0 | 6.3 | 2.48 | 2.65 | 4 | 10.25 | 7.375 | 4.0625 | 697988741386 | 69798874138 | https://www.milwaukeevalve.com/wp-content/uploads/spec-sheets/UPBA300300S.pdf | https://www.milwaukeevalve.com/wp-content/uploads/ioms/UPThreadedEndIOM.pdf |  | 05/20/20
UTP722 | UP17734S | B | UPBA300S-XLD | UPBA300SXLD/UP860327 | 1 | 44 | 1 | LOW LEAD BRONZE,BALL,3PC,FULL PORT,SS BALL/STEM,600 WOG,THREADED ENDS,EXT LOCKING HNDL,NSF 372 & 61 | 708.38 | 3.64 | 6.3 | 2.48 | 2.65 | 4 | 10.25 | 7.375 | 4.0625 | 697988741447 | 69798874144 | https://www.milwaukeevalve.com/wp-content/uploads/spec-sheets/UPBA300300S.pdf | https://www.milwaukeevalve.com/wp-content/uploads/ioms/UPThreadedEndIOM.pdf |  | 05/20/20
UTP722 | UP17734SP2 | B | UPBA300S P2 XLD | UPBA300SP2XLD/UP8603P2XLD | 1 | 44 | 1 | LOW LEAD BRONZE,BALL,3PC,FULL PORT,SS BALL/STEM,600 PSIG @ 250 F,PRESS X PRES ENDS,LOCKING EXT HNDL | 779.81 | 0 | 6.3 | 2.48 | 2.65 | 0 |  |  |  | 697988741508 | 69798874150 | https://www.milwaukeevalve.com/wp-content/uploads/spec-sheets/upba300_300s_p2.pdf | https://www.milwaukeevalve.com/wp-content/uploads/ioms/UPThreadedEndIOM.pdf | https://www.hammondvalve.com/wp-content/uploads/ioms/UltraPressIOM.pdf | 05/20/20
UTP722 | UP17735 | B | UPBA300-XLD | UPBA300XLD/UP860427 | 1 1/4 | 44 | 1.25 | LOW LEAD BRONZE,BALL,3PC,FULL PORT,CP BALL/STEM,600 WOG,THREADED ENDS,EXT LOCKING HNDL,NSF 372 & 61 | 677.13 | 0 | 6.32 | 3 | 2.86 | 2 | 10.25 | 7.375 | 4.0625 | 697988741393 | 69798874139 | https://www.milwaukeevalve.com/wp-content/uploads/spec-sheets/UPBA300300S.pdf | https://www.milwaukeevalve.com/wp-content/uploads/ioms/UPThreadedEndIOM.pdf |  | 05/20/20
UTP722 | UP17735S | B | UPBA300S-XLD | UPBA300SXLD/UP860327 | 1 1/4 | 44 | 1.25 | LOW LEAD BRONZE,BALL,3PC,FULL PORT,SS BALL/STEM,600 WOG,THREADED ENDS,EXT LOCKING HNDL,NSF 372 & 61 | 905.1 | 0 | 6.32 | 3 | 2.86 | 2 | 10.25 | 7.375 | 4.0625 | 697988741454 | 69798874145 | https://www.milwaukeevalve.com/wp-content/uploads/spec-sheets/UPBA300300S.pdf | https://www.milwaukeevalve.com/wp-content/uploads/ioms/UPThreadedEndIOM.pdf |  | 05/20/20
UTP722 | UP17735SP2 | B | UPBA300S P2 XLD | UPBA300SP2XLD/UP8603P2XLD | 1 1/4 | 44 | 1.25 | LOW LEAD BRONZE,BALL,3PC,FULL PORT,SS BALL/STEM,600 PSIG @ 250 F,PRESS X PRES ENDS,LOCKING EXT HNDL | 1046.33 | 0 | 6.32 | 3 | 2.86 | 0 |  |  |  | 697988741515 | 69798874151 | https://www.milwaukeevalve.com/wp-content/uploads/spec-sheets/upba300_300s_p2.pdf | https://www.milwaukeevalve.com/wp-content/uploads/ioms/UPThreadedEndIOM.pdf | https://www.hammondvalve.com/wp-content/uploads/ioms/UltraPressIOM.pdf | 05/20/20
UTP722 | UP17736 | B | UPBA300-XLD | UPBA300XLD/UP860427 | 1 1/2 | 44 | 1.5 | LOW LEAD BRONZE,BALL,3PC,FULL PORT,CP BALL/STEM,600 WOG,THREADED ENDS,EXT LOCKING HNDL,NSF 372 & 61 | 832.77 | 0 | 7.2 | 3.13 | 3.03 | 1 | 10.25 | 7.375 | 4.0625 | 697988741409 | 69798874140 | https://www.milwaukeevalve.com/wp-content/uploads/spec-sheets/UPBA300300S.pdf | https://www.milwaukeevalve.com/wp-content/uploads/ioms/UPThreadedEndIOM.pdf |  | 05/20/20
UTP722 | UP17736S | B | UPBA300S-XLD | UPBA300SXLD/UP860327 | 1 1/2 | 44 | 1.5 | LOW LEAD BRONZE,BALL,3PC,FULL PORT,SS BALL/STEM,600 WOG,THREADED ENDS,EXT LOCKING HNDL,NSF 372 & 61 | 1108.65 | 7.86 | 7.2 | 3.13 | 3.03 | 1 | 10.25 | 7.375 | 4.0625 | 697988741461 | 69798874146 | https://www.milwaukeevalve.com/wp-content/uploads/spec-sheets/UPBA300300S.pdf | https://www.milwaukeevalve.com/wp-content/uploads/ioms/UPThreadedEndIOM.pdf |  | 05/20/20
UTP722 | UP17736SP2 | B | UPBA300S P2 XLD | UPBA300SP2XLD/UP8603P2XLD | 1 1/2 | 44 | 1.5 | LOW LEAD BRONZE,BALL,3PC,FULL PORT,SS BALL/STEM,600 PSIG @ 250 F,PRESS X PRES ENDS,LOCKING EXT HNDL | 1269.68 | 0 | 7.2 | 3.13 | 3.03 | 0 |  |  |  | 697988741522 | 69798874152 | https://www.milwaukeevalve.com/wp-content/uploads/spec-sheets/upba300_300s_p2.pdf | https://www.milwaukeevalve.com/wp-content/uploads/ioms/UPThreadedEndIOM.pdf | https://www.hammondvalve.com/wp-content/uploads/ioms/UltraPressIOM.pdf | 05/20/20
UTP722 | UP17737 | B | UPBA300-XLD | UPBA300XLD/UP860427 | 2 | 44 | 2 | LOW LEAD BRONZE,BALL,3PC,FULL PORT,CP BALL/STEM,600 WOG,THREADED ENDS,EXT LOCKING HNDL,NSF 372 & 61 | 1453.18 | 0 | 7.2 | 3.78 | 3.26 | 1 | 10.25 | 7.375 | 4.0625 | 697988741416 | 69798874141 | https://www.milwaukeevalve.com/wp-content/uploads/spec-sheets/UPBA300300S.pdf | https://www.milwaukeevalve.com/wp-content/uploads/ioms/UPThreadedEndIOM.pdf |  | 05/20/20
UTP722 | UP17737S | B | UPBA300S-XLD | UPBA300SXLD/UP860327 | 2 | 44 | 2 | LOW LEAD BRONZE,BALL,3PC,FULL PORT,SS BALL/STEM,600 WOG,THREADED ENDS,EXT LOCKING HNDL,NSF 372 & 61 | 1760.15 | 0 | 7.2 | 3.78 | 3.26 | 1 | 10.25 | 7.375 | 4.0625 | 697988741478 | 69798874147 | https://www.milwaukeevalve.com/wp-content/uploads/spec-sheets/UPBA300300S.pdf | https://www.milwaukeevalve.com/wp-content/uploads/ioms/UPThreadedEndIOM.pdf |  | 05/20/20
UTP722 | UP17737SP2 | B | UPBA300S P2 XLD | UPBA300SP2XLD/UP8603P2XLD | 2 | 44 | 2 | LOW LEAD BRONZE,BALL,3PC,FULL PORT,SS BALL/STEM,600 PSIG @ 250 F,PRESS X PRES ENDS,LOCKING EXT HNDL | 1995.23 | 0 | 7.2 | 3.78 | 3.26 | 0 |  |  |  | 697988741539 | 69798874153 | https://www.milwaukeevalve.com/wp-content/uploads/spec-sheets/upba300_300s_p2.pdf | https://www.milwaukeevalve.com/wp-content/uploads/ioms/UPThreadedEndIOM.pdf | https://www.hammondvalve.com/wp-content/uploads/ioms/UltraPressIOM.pdf | 05/20/20
UTP722 | UP17821 |  | UPBA350 | UPBA350/UP8614 | 3/8 | 44 | 0.375 | LOW LEAD BRONZE,BALL,3PC,FULL PORT,CP BALL/STEM,600 WOG,SOLDER ENDS,NSF 372 & 61 | 195.46 | 1.075 | 3.88 | 1.91 | 1.95 | 10 | 10.25 | 7.375 | 4.0625 | 697988613492 | 69798861349 | https://www.milwaukeevalve.com/wp-content/uploads/spec-sheets/UPBA350350SOPT.pdf |  |  | 06/22/09
UTP722 | UP17822 |  | UPBA350 | UPBA350/UP8614 | 1/2 | 44 | 0.5 | LOW LEAD BRONZE,BALL,3PC,FULL PORT,CP BALL/STEM,600 WOG,SOLDER ENDS,NSF 372 & 61 | 225.71 | 1.085 | 3.88 | 1.91 | 1.95 | 10 | 10.25 | 7.375 | 4.0625 | 697988613508 | 69798861350 | https://www.milwaukeevalve.com/wp-content/uploads/spec-sheets/UPBA350350SOPT.pdf |  |  | 06/22/09
UTP722 | UP17823 |  | UPBA350 | UPBA350/UP8614 | 3/4 | 44 | 0.75 | LOW LEAD BRONZE,BALL,3PC,FULL PORT,CP BALL/STEM,600 WOG,SOLDER ENDS,NSF 372 & 61 | 277.64 | 2.135 | 4.75 | 2.19 | 2.26 | 6 | 10.25 | 7.375 | 4.0625 | 697988613522 | 69798861352 | https://www.milwaukeevalve.com/wp-content/uploads/spec-sheets/UPBA350350SOPT.pdf |  |  | 06/22/09
UTP722 | UP17824 |  | UPBA350 | UPBA350/UP8614 | 1 | 44 | 1 | LOW LEAD BRONZE,BALL,3PC,FULL PORT,CP BALL/STEM,600 WOG,SOLDER ENDS,NSF 372 & 61 | 364.99 | 3.065 | 4.75 | 2.46 | 2.8 | 6 | 10.25 | 7.375 | 4.0625 | 697988613539 | 69798861353 | https://www.milwaukeevalve.com/wp-content/uploads/spec-sheets/UPBA350350SOPT.pdf |  |  | 06/22/09
UTP722 | UP17825 |  | UPBA350 | UPBA350/UP8614 | 1 1/4 | 44 | 1.25 | LOW LEAD BRONZE,BALL,3PC,FULL PORT,CP BALL/STEM,600 WOG,SOLDER ENDS,NSF 372 & 61 | 523.22 | 4.88 | 6.5 | 2.98 | 2.8 | 2 | 10.3125 | 4.875 | 3 | 697988613546 | 69798861354 | https://www.milwaukeevalve.com/wp-content/uploads/spec-sheets/UPBA350350SOPT.pdf |  |  | 06/22/09
UTP722 | UP17826 |  | UPBA350 | UPBA350/UP8614 | 1 1/2 | 44 | 1.5 | LOW LEAD BRONZE,BALL,3PC,FULL PORT,CP BALL/STEM,600 WOG,SOLDER ENDS,NSF 372 & 61 | 678.87 | 5.975 | 7.38 | 2.98 | 3.12 | 2 | 10.3125 | 4.875 | 3 | 697988613553 | 69798861355 | https://www.milwaukeevalve.com/wp-content/uploads/spec-sheets/UPBA350350SOPT.pdf |  |  | 06/22/09
UTP722 | UP17827 |  | UPBA350 | UPBA350/UP8614 | 2 | 44 | 2 | LOW LEAD BRONZE,BALL,3PC,FULL PORT,CP BALL/STEM,600 WOG,SOLDER ENDS,NSF 372 & 61 | 1251.91 | 10.09 | 7.38 | 4 | 3.58 | 1 | 10.25 | 7.375 | 4.0625 | 697988613560 | 69798861356 | https://www.milwaukeevalve.com/wp-content/uploads/spec-sheets/UPBA350350SOPT.pdf |  |  | 06/22/09
UTP722 | UP17828 |  | UPBA350 | UPBA350/UP8614 | 2 1/2 | 44 | 2.5 | LOW LEAD BRONZE,BALL,3PC,FULL PORT,CP BALL/STEM,600 WOG,SOLDER ENDS,NSF 372 & 61 | 2298.41 | 24.58 | 8 | 5 | 4.09 | 1 | 11.3125 | 11 | 6.875 | 697988641204 | 69798864120 | https://www.milwaukeevalve.com/wp-content/uploads/spec-sheets/UPBA350350SOPT.pdf |  |  | 08/15/11
UTP722 | UP17829 |  | UPBA350 | UPBA350/UP8614 | 3 | 44 | 3 | LOW LEAD BRONZE,BALL,3PC,FULL PORT,CP BALL/STEM,600 WOG,SOLDER ENDS,NSF 372 & 61 | 2298.41 | 24.485 | 8 | 5 | 4.09 | 1 | 11.3125 | 11 | 6.875 | 697988641211 | 69798864121 | https://www.milwaukeevalve.com/wp-content/uploads/spec-sheets/UPBA350350SOPT.pdf |  |  | 08/15/11
UTP722 | UP17831 |  | UPBA350S | UPBA350S/UP8613 | 3/8 | 44 | 0.375 | LOW LEAD BRONZE,BALL,3PC,FULL PORT,SS BALL/STEM,600 WOG,SOLDER ENDS,NSF 372 & 61 | 257.26 | 1.09 | 3.88 | 1.91 | 1.95 | 8 | 10.25 | 7.375 | 4.0625 | 697988613577 | 69798861357 | https://www.milwaukeevalve.com/wp-content/uploads/spec-sheets/UPBA350350S.pdf |  |  | 06/22/09
UTP722 | UP17832 |  | UPBA350S | UPBA350S/UP8613 | 1/2 | 44 | 0.5 | LOW LEAD BRONZE,BALL,3PC,FULL PORT,SS BALL/STEM,600 WOG,SOLDER ENDS,NSF 372 & 61 | 320.43 | 1.075 | 3.88 | 1.91 | 1.95 | 10 | 10.25 | 7.375 | 4.0625 | 697988613584 | 69798861358 | https://www.milwaukeevalve.com/wp-content/uploads/spec-sheets/UPBA350350S.pdf |  |  | 06/22/09
UTP722 | UP17833 |  | UPBA350S | UPBA350S/UP8613 | 3/4 | 44 | 0.75 | LOW LEAD BRONZE,BALL,3PC,FULL PORT,SS BALL/STEM,600 WOG,SOLDER ENDS,NSF 372 & 61 | 381.5 | 2.115 | 4.75 | 2.19 | 2.26 | 6 | 10.25 | 7.375 | 4.0625 | 697988613591 | 69798861359 | https://www.milwaukeevalve.com/wp-content/uploads/spec-sheets/UPBA350350S.pdf |  |  | 06/22/09
UTP722 | UP17834 |  | UPBA350S | UPBA350S/UP8613 | 1 | 44 | 1 | LOW LEAD BRONZE,BALL,3PC,FULL PORT,SS BALL/STEM,600 WOG,SOLDER ENDS,NSF 372 & 61 | 554.49 | 3.08 | 4.75 | 2.46 | 2.44 | 6 | 10.25 | 7.375 | 4.0625 | 697988613607 | 69798861360 | https://www.milwaukeevalve.com/wp-content/uploads/spec-sheets/UPBA350350S.pdf |  |  | 06/22/09
UTP722 | UP17835 |  | UPBA350S | UPBA350S/UP8613 | 1 1/4 | 44 | 1.25 | LOW LEAD BRONZE,BALL,3PC,FULL PORT,SS BALL/STEM,600 WOG,SOLDER ENDS,NSF 372 & 61 | 751.19 | 4.895 | 6.5 | 2.98 | 2.8 | 1 | 10.3125 | 4.875 | 3 | 697988613614 | 69798861361 | https://www.milwaukeevalve.com/wp-content/uploads/spec-sheets/UPBA350350S.pdf |  |  | 06/22/09
UTP722 | UP17836 |  | UPBA350S | UPBA350S/UP8613 | 1 1/2 | 44 | 1.5 | LOW LEAD BRONZE,BALL,3PC,FULL PORT,SS BALL/STEM,600 WOG,SOLDER ENDS,NSF 372 & 61 | 954.76 | 5.91 | 7.38 | 2.98 | 3.12 | 2 | 10.3125 | 4.875 | 3 | 697988613621 | 69798861362 | https://www.milwaukeevalve.com/wp-content/uploads/spec-sheets/UPBA350350S.pdf |  |  | 06/22/09
UTP722 | UP17837 |  | UPBA350S | UPBA350S/UP8613 | 2 | 44 | 2 | LOW LEAD BRONZE,BALL,3PC,FULL PORT,SS BALL/STEM,600 WOG,SOLDER ENDS,NSF 372 & 61 | 1558.9 | 10.27 | 7.38 | 4 | 3.58 | 1 | 10.25 | 7.375 | 4.0625 | 697988613638 | 69798861363 | https://www.milwaukeevalve.com/wp-content/uploads/spec-sheets/UPBA350350S.pdf |  |  | 06/22/09
UTP722 | UP17838 |  | UPBA350S | UPBA350S/UP8613 | 2 1/2 | 44 | 2.5 | LOW LEAD BRONZE,BALL,3PC,FULL PORT,SS BALL/STEM,600 WOG,SOLDER ENDS,NSF 372 & 61 | 2913.48 | 24.57 | 8 | 5 | 4.09 | 1 | 11.3125 | 11 | 6.875 | 697988641228 | 69798864122 | https://www.milwaukeevalve.com/wp-content/uploads/spec-sheets/UPBA350350S.pdf |  |  | 08/15/11
UTP722 | UP17839 |  | UPBA350S | UPBA350S/UP8613 | 3 | 44 | 3 | LOW LEAD BRONZE,BALL,3PC,FULL PORT,SS BALL/STEM,600 WOG,SOLDER ENDS,NSF 372 & 61 | 2913.48 | 24.512 | 8 | 5 | 4.09 | 1 | 11.3125 | 11 | 6.875 | 697988641235 | 69798864123 | https://www.milwaukeevalve.com/wp-content/uploads/spec-sheets/UPBA350350S.pdf |  |  | 08/15/11
UTP722 | UP17842 |  | UPBA350-LD | UPBA350LD/UP861407 | 1/2 | 44 | 0.5 | LOW LEAD BRONZE,BALL,3PC,FULL PORT,CP BALL/STEM,600 WOG,SOLDER ENDS,LOCKING HANDLE,NSF 372 & 61 | 245.14 | 1.12 | 3.88 | 1.91 | 1.95 | 10 | 10.25 | 7.375 | 4.0625 | 697988716773 | 69798871677 | https://www.milwaukeevalve.com/wp-content/uploads/spec-sheets/UPBA350350SOPT.pdf |  |  | 06/08/18
UTP722 | UP17843 |  | UPBA350-LD | UPBA350LD/UP861407 | 3/4 | 44 | 0.75 | LOW LEAD BRONZE,BALL,3PC,FULL PORT,CP BALL/STEM,600 WOG,SOLDER ENDS,LOCKING HANDLE,NSF 372 & 61 | 303.52 | 2.125 | 4.75 | 2.19 | 2.26 | 1 |  |  |  | 697988716780 | 69798871678 | https://www.milwaukeevalve.com/wp-content/uploads/spec-sheets/UPBA350350SOPT.pdf |  |  | 06/08/18
UTP722 | UP17844 |  | UPBA350-LD | UPBA350LD/UP861407 | 1 | 44 | 1 | LOW LEAD BRONZE,BALL,3PC,FULL PORT,CP BALL/STEM,600 WOG,SOLDER ENDS,LOCKING HANDLE,NSF 372 & 61 | 403.99 | 3.125 | 4.75 | 2.46 | 2.8 | 1 |  |  |  | 697988716797 | 69798871679 | https://www.milwaukeevalve.com/wp-content/uploads/spec-sheets/UPBA350350SOPT.pdf |  |  | 06/08/18
UTP722 | UP17845 |  | UPBA350-LD | UPBA350LD/UP861407 | 1 1/4 | 44 | 1.25 | LOW LEAD BRONZE,BALL,3PC,FULL PORT,CP BALL/STEM,600 WOG,SOLDER ENDS,LOCKING HANDLE,NSF 372 & 61 | 562.23 | 4.92 | 6.5 | 2.98 | 2.8 | 1 |  |  |  | 697988716803 | 69798871680 | https://www.milwaukeevalve.com/wp-content/uploads/spec-sheets/UPBA350350SOPT.pdf |  |  | 06/08/18
UTP722 | UP17846 |  | UPBA350-LD | UPBA350LD/UP861407 | 1 1/2 | 44 | 1.5 | LOW LEAD BRONZE,BALL,3PC,FULL PORT,CP BALL/STEM,600 WOG,SOLDER ENDS,LOCKING HANDLE,NSF 372 & 61 | 717.87 | 5.91 | 7.38 | 2.98 | 3.12 | 1 |  |  |  | 697988716810 | 69798871681 | https://www.milwaukeevalve.com/wp-content/uploads/spec-sheets/UPBA350350SOPT.pdf |  |  | 06/08/18
UTP722 | UP17847 |  | UPBA350-LD | UPBA350LD/UP861407 | 2 | 44 | 2 | LOW LEAD BRONZE,BALL,3PC,FULL PORT,CP BALL/STEM,600 WOG,SOLDER ENDS,LOCKING HANDLE,NSF 372 & 61 | 1290.94 | 9.97 | 7.38 | 4 | 3.58 | 1 |  |  |  | 697988716827 | 69798871682 | https://www.milwaukeevalve.com/wp-content/uploads/spec-sheets/UPBA350350SOPT.pdf |  |  | 06/08/18
UTP722 | UP17852 |  | UPBA350S-LD | UPBA350SLD/UP861307 | 1/2 | 44 | 0.5 | LOW LEAD BRONZE,BALL,3PC,FULL PORT,SS BALL/STEM,600 WOG,SOLDER ENDS,LOCKING HANDLE,NSF 372 & 61 | 339.86 | 1.115 | 3.88 | 1.91 | 1.95 | 10 | 10.25 | 7.375 | 4.0625 | 697988673076 | 69798867307 | https://www.milwaukeevalve.com/wp-content/uploads/spec-sheets/UPBA350350SOPT.pdf |  |  | 11/20/13
UTP722 | UP17853 |  | UPBA350S-LD | UPBA350SLD/UP861307 | 3/4 | 44 | 0.75 | LOW LEAD BRONZE,BALL,3PC,FULL PORT,SS BALL/STEM,600 WOG,SOLDER ENDS,LOCKING HANDLE,NSF 372 & 61 | 407.39 | 2.165 | 4.75 | 2.19 | 2.26 | 1 |  |  |  | 697988691643 | 69798869164 | https://www.milwaukeevalve.com/wp-content/uploads/spec-sheets/UPBA350350SOPT.pdf |  |  | 03/16/15
UTP722 | UP17854 |  | UPBA350S | UPBA350S/UP8613 | 1 | 44 | 1 | LOW LEAD BRONZE,BALL,3PC,FULL PORT,SS BALL/STEM,600 WOG,SOLDER ENDS,W/LOCKING HANDLE,NSF 372 & 61 | 593.49 | 3.25 | 4.75 | 2.46 | 2.44 | 0 |  |  |  | 697988759411 | 69798875941 | https://www.milwaukeevalve.com/wp-content/uploads/spec-sheets/UPBA350350S.pdf |  |  | 01/26/22
UTP722 | UP17855 |  | UPBA350S | UPBA350SLD/UP861307 | 1 1/4 | 44 | 1.25 | LOW LEAD BRONZE,BALL,3PC,FULL PORT,SS BALL/STEM,600 WOG,SOLDER ENDS,WITH LOCKING HANDLE,NSF 372 & 61 | 790.19 | 0 | 6.5 | 2.98 | 2.8 | 0 |  |  |  | 697988759558 | 69798875955 | https://www.milwaukeevalve.com/wp-content/uploads/spec-sheets/UPBA350350S.pdf |  |  | 01/31/22
UTP722 | UP17856 |  | UPBA350S | UPBA350S/UP8613 | 1 1/2 | 44 | 1.5 | LOW LEAD BRONZE,BALL,3PC,FULL PORT,SS BALL/STEM,600 WOG,SOLDER ENDS,W/LOCKING HANDLE,NSF 372 & 61 | 993.76 | 6.11 | 7.38 | 2.98 | 3.12 | 0 |  |  |  | 697988759428 | 69798875942 | https://www.milwaukeevalve.com/wp-content/uploads/spec-sheets/UPBA350350S.pdf |  |  | 01/26/22
UTP722 | UP17857 |  | UPBA350S-LD | UPBA350SLD/UP861307 | 2 | 44 | 2 | LOW LEAD BRONZE,BALL,3PC,FULL PORT,SS BALL/STEM,600 WOG,SOLDER ENDS,LOCKING HANDLE,NSF 372 & 61 | 1597.91 | 10.3 | 6.1 | 2 | 3.58 | 1 |  |  |  | 697988692015 | 69798869201 | https://www.milwaukeevalve.com/wp-content/uploads/spec-sheets/UPBA350350SOPT.pdf |  |  | 04/01/15
UTP722 | UP17862 |  | UPBA350S-XH | UPBA350SXH/UP861306 | 1/2 | 44 | 0.5 | LOW LEAD BRONZE,BALL,3PC,FULL PORT,SS BALL/STEM,600 WOG,SOLDER ENDS,EXTENSION STEM,NSF 372 & 61 | 343.63 | 1.18 | 3.88 | 1.91 | 4.2 | 8 | 10.25 | 7.375 | 4.0625 | 697988695948 | 69798869594 | https://www.milwaukeevalve.com/wp-content/uploads/spec-sheets/UPBA350350SOPT.pdf |  |  | 11/16/15
UTP722 | UP17863 |  | UPBA350S-XH | UPBA350SXH/UP861306 | 3/4 | 44 | 0.75 | LOW LEAD BRONZE,BALL,3PC,FULL PORT,SS BALL/STEM,600 WOG,SOLDER ENDS,EXTENSION STEM,NSF 372 & 61 | 404.68 | 2.28 | 4.75 | 2.19 | 2.26 | 1 |  |  |  | 697988695955 | 69798869595 | https://www.milwaukeevalve.com/wp-content/uploads/spec-sheets/UPBA350350SOPT.pdf |  |  | 11/16/15
UTP722 | UP17864 |  | UPBA350S-XH | UPBA350SXH/UP861306 | 1 | 44 | 1 | LOW LEAD BRONZE,BALL,3PC,FULL PORT,SS BALL/STEM,600 WOG,SOLDER ENDS,EXTENSION STEM,NSF 372 & 61 | 595.44 | 3.42 | 4.75 | 2.46 | 5.05 | 1 |  |  |  | 697988695962 | 69798869596 | https://www.milwaukeevalve.com/wp-content/uploads/spec-sheets/UPBA350350SOPT.pdf |  |  | 11/16/15
UTP722 | UP17865 |  | UPBA350S-XH | UPBA350SXH/UP861306 | 1 1/4 | 44 | 1.25 | LOW LEAD BRONZE,BALL,3PC,FULL PORT,SS BALL/STEM,600 WOG,SOLDER ENDS,EXTENSION STEM,NSF 372 & 61 | 792.15 | 5.265 | 6.5 | 2.98 | 5.05 | 2 | 10.25 | 7.375 | 4.0625 | 697988695979 | 69798869597 | https://www.milwaukeevalve.com/wp-content/uploads/spec-sheets/UPBA350350SOPT.pdf |  |  | 11/16/15
UTP722 | UP17866 |  | UPBA350S-XH | UPBA350SXH/UP861306 | 1 1/2 | 44 | 1.5 | LOW LEAD BRONZE,BALL,3PC,FULL PORT,SS BALL/STEM,600 WOG,SOLDER ENDS,EXTENSION STEM,NSF 372 & 61 | 995.71 | 6.34 | 7.38 | 2.98 | 5.37 | 1 |  |  |  | 697988695993 | 69798869599 | https://www.milwaukeevalve.com/wp-content/uploads/spec-sheets/UPBA350350SOPT.pdf |  |  | 11/16/15
UTP722 | UP17867 |  | UPBA350S-XH | UPBA350SXH/UP861306 | 2 | 44 | 2 | LOW LEAD BRONZE,BALL,3PC,FULL PORT,SS BALL/STEM,600 WOG,SOLDER ENDS,EXTENSION STEM,NSF 372 & 61 | 1599.87 | 10.9 | 7.38 | 4 | 5.83 | 1 |  |  |  | 697988696006 | 69798869600 | https://www.milwaukeevalve.com/wp-content/uploads/spec-sheets/UPBA350350SOPT.pdf |  |  | 11/16/15
UTP722 | UP17872 |  | UPBA350S/UP8613 | UPBA350SSWTFNPT/UP8613SWTFNPT | 1/2 | 44 | 0.5 | LOW LEAD BRONZE,BALL,3PC,FULL PORT,SS BALL/STEM,600 WOG,SOLDERxTHRD,NSF 372 & 61 | 225.71 | 0 | 3.88 | 1.91 | 1.95 | 1 |  |  |  | 697988716933 | 69798871693 | https://www.milwaukeevalve.com/wp-content/uploads/spec-sheets/UPBA350350S.pdf |  |  | 06/13/18
UTP722 | UP17873 |  | UPBA350S/UP8613 | UPBA350SSWTFNPT/UP8613SWTFNPT | 3/4 | 44 | 0.75 | LOW LEAD BRONZE,BALL,3PC,FULL PORT,SS BALL/STEM,600 WOG,SOLDERxTHRD,NSF 372 & 61 | 277.64 | 0 | 4.75 | 2.19 | 2.26 | 1 |  |  |  | 697988716940 | 69798871694 | https://www.milwaukeevalve.com/wp-content/uploads/spec-sheets/UPBA350350S.pdf |  |  | 06/13/18
UTP722 | UP17874 |  | UPBA350S/UP8613 | UPBA350SSWTFNPT/UP8613SWTFNPT | 1 | 44 | 1 | LOW LEAD BRONZE,BALL,3PC,FULL PORT,SS BALL/STEM,600 WOG,SOLDERxTHRD,NSF 372 & 61 | 364.99 | 0 | 4.75 | 2.46 | 2.8 | 1 |  |  |  | 697988716957 | 69798871695 | https://www.milwaukeevalve.com/wp-content/uploads/spec-sheets/UPBA350350S.pdf |  |  | 06/13/18
UTP722 | UP17875 |  | UPBA350S/UP8613 | UPBA350SSWTFNPT/UP8613SWTFNPT | 1 1/4 | 44 | 1.25 | LOW LEAD BRONZE,BALL,3PC,FULL PORT,SS BALL/STEM,600 WOG,SOLDERxTHRD,NSF 372 & 61 | 523.22 | 0 | 6.5 | 2.98 | 2.8 | 1 |  |  |  | 697988716964 | 69798871696 | https://www.milwaukeevalve.com/wp-content/uploads/spec-sheets/UPBA350350S.pdf |  |  | 06/13/18
UTP722 | UP17876 |  | UPBA350S/UP8613 | UPBA350SSWTFNPT/UP8613SWTFNPT | 1 1/2 | 44 | 1.5 | LOW LEAD BRONZE,BALL,3PC,FULL PORT,SS BALL/STEM,600 WOG,SOLDERxTHRD,NSF 372 & 61 | 678.87 | 0 | 7.38 | 2.98 | 3.12 | 1 |  |  |  | 697988716971 | 69798871697 | https://www.milwaukeevalve.com/wp-content/uploads/spec-sheets/UPBA350350S.pdf |  |  | 06/13/18
UTP722 | UP17877 |  | UPBA350S/UP8613 | UPBA350SSWTFNPT/UP8613SWTFNPT | 2 | 44 | 2 | LOW LEAD BRONZE,BALL,3PC,FULL PORT,SS BALL/STEM,600 WOG,SOLDERxTHRD,NSF 372 & 61 | 1251.91 | 0 | 7.38 | 4 | 3.58 | 1 |  |  |  | 697988716988 | 69798871698 | https://www.milwaukeevalve.com/wp-content/uploads/spec-sheets/UPBA350350S.pdf |  |  | 06/13/18
UTP722 | UP17878 |  | UPBA350S/UP8613 | UPBA350SSWTFNPT/UP8613SWTFNPT | 2 1/2 | 44 | 2.5 | LOW LEAD BRONZE,BALL,3PC,FULL PORT,SS BALL/STEM,600 WOG,SOLDERxTHRD,NSF 372 & 61 | 2298.41 | 0 | 8 | 5 | 4.09 | 1 |  |  |  | 697988716995 | 69798871699 | https://www.milwaukeevalve.com/wp-content/uploads/spec-sheets/UPBA350350S.pdf |  |  | 06/13/18
UTP722 | UP17879 |  | UPBA350S/UP8613 | UPBA350SSWTFNPT/UP8613SWTFNPT | 3 | 44 | 3 | LOW LEAD BRONZE,BALL,3PC,FULL PORT,SS BALL/STEM,600 WOG,SOLDERxTHRD,NSF 372 & 61 | 2298.41 | 0 | 8 | 5 | 4.09 | 1 |  |  |  | 697988717008 | 69798871700 | https://www.milwaukeevalve.com/wp-content/uploads/spec-sheets/UPBA350350S.pdf |  |  | 06/13/18
UTP722 | UP17911 |  | UPBA350-XH | UPBA350XH/UP861406 | 3/8 | 44 | 0.375 | LOW LEAD BRONZE,BALL,3PC,FULL PORT,CP BALL/STEM,600 WOG,SOLDER ENDS,EXTENSION STEM,NSF 372 & 61 | 218.62 | 1.22 | 3.88 | 1.91 | 4.2 | 1 |  |  |  | 697988672895 | 69798867289 | https://www.milwaukeevalve.com/wp-content/uploads/spec-sheets/UPBA350350SOPT.pdf |  |  | 11/07/13
UTP722 | UP17912 |  | UPBA350-XH | UPBA350XH/UP861406 | 1/2 | 44 | 0.5 | LOW LEAD BRONZE,BALL,3PC,FULL PORT,CP BALL/STEM,600 WOG,SOLDER ENDS,EXTENSION STEM,NSF 372 & 61 | 248.88 | 0.94 | 3.88 | 1.91 | 4.2 | 8 | 10.3125 | 4.875 | 3 | 697988672901 | 69798867290 | https://www.milwaukeevalve.com/wp-content/uploads/spec-sheets/UPBA350350SOPT.pdf |  |  | 11/07/13
UTP722 | UP17913 |  | UPBA350-XH | UPBA350XH/UP861406 | 3/4 | 44 | 0.75 | LOW LEAD BRONZE,BALL,3PC,FULL PORT,CP BALL/STEM,600 WOG,SOLDER ENDS,EXTENSION STEM,NSF 372 & 61 | 300.83 | 2.29 | 4.75 | 2.19 | 2.26 | 1 |  |  |  | 697988672918 | 69798867291 | https://www.milwaukeevalve.com/wp-content/uploads/spec-sheets/UPBA350350SOPT.pdf |  |  | 11/07/13
UTP722 | UP17914 |  | UPBA350-XH | UPBA350XH/UP861406 | 1 | 44 | 1 | LOW LEAD BRONZE,BALL,3PC,FULL PORT,CP BALL/STEM,600 WOG,SOLDER ENDS,EXTENSION STEM,NSF 372 & 61 | 405.95 | 3.46 | 4.75 | 2.46 | 5.05 | 4 | 10.25 | 7.375 | 4.0625 | 697988672925 | 69798867292 | https://www.milwaukeevalve.com/wp-content/uploads/spec-sheets/UPBA350350SOPT.pdf |  |  | 11/07/13
UTP722 | UP17915 |  | UPBA350-XH | UPBA350XH/UP861406 | 1 1/4 | 44 | 1.25 | LOW LEAD BRONZE,BALL,3PC,FULL PORT,CP BALL/STEM,600 WOG,SOLDER ENDS,EXTENSION STEM,NSF 372 & 61 | 564.16 | 5.205 | 6.5 | 2.98 | 5.05 | 1 |  |  |  | 697988672932 | 69798867293 | https://www.milwaukeevalve.com/wp-content/uploads/spec-sheets/UPBA350350SOPT.pdf |  |  | 11/07/13
UTP722 | UP17916 |  | UPBA350-XH | UPBA350XH/UP861406 | 1 1/2 | 44 | 1.5 | LOW LEAD BRONZE,BALL,3PC,FULL PORT,CP BALL/STEM,600 WOG,SOLDER ENDS,EXTENSION STEM,NSF 372 & 61 | 719.82 | 6.26 | 7.38 | 2.98 | 5.37 | 1 |  |  |  | 697988672949 | 69798867294 | https://www.milwaukeevalve.com/wp-content/uploads/spec-sheets/UPBA350350SOPT.pdf |  |  | 11/07/13
UTP722 | UP17917 |  | UPBA350-XH | UPBA350XH/UP861406 | 2 | 44 | 2 | LOW LEAD BRONZE,BALL,3PC,FULL PORT,CP BALL/STEM,600 WOG,SOLDER ENDS,EXTENSION STEM,NSF 372 & 61 | 1292.86 | 10.56 | 7.38 | 4 | 5.83 | 1 |  |  |  | 697988672956 | 69798867295 | https://www.milwaukeevalve.com/wp-content/uploads/spec-sheets/UPBA350350SOPT.pdf |  |  | 11/07/13
UTP722 | UP17962S | B | UPBA350S-XM | UPBA350SXM/UP861309 | 1/2 | 44 | 0.5 | LOW LEAD BALL,3PC,BRZ BODY,SS BALL/STEM,600 WOG,FULL PORT,SWT ENDS,EXT STEM W/MEM STOP,NSF 372 & 61 | 386.47 | 1.38 | 3.88 | 1.91 | 1.95 | 8 | 10.25 | 7.375 | 4.0625 | 697988696952 | 69798869695 | https://www.milwaukeevalve.com/wp-content/uploads/spec-sheets/UPBA350350SOPT.pdf |  |  | 01/19/16
UTP722 | UP17963S | B | UPBA350S-XM | UPBA350SXM/UP861309 | 3/4 | 44 | 0.75 | LOW LEAD BALL,3PC,BRZ BODY,SS BALL/STEM,600 WOG,FULL PORT,SWT ENDS,EXT STEM W/MEM STOP,NSF 372 & 61 | 447.55 | 2.52 | 4.75 | 2.19 | 2.26 | 6 | 10.25 | 7.375 | 4.0625 | 697988696969 | 69798869696 | https://www.milwaukeevalve.com/wp-content/uploads/spec-sheets/UPBA350350SOPT.pdf |  |  | 01/19/16
UTP722 | UP17964S | B | UPBA350S-XM | UPBA350SXM/UP861309 | 1 | 44 | 1 | LOW LEAD BALL,3PC,BRZ BODY,SS BALL/STEM,600 WOG,FULL PORT,SWT ENDS,EXT STEM W/MEM STOP,NSF 372 & 61 | 633.67 | 3.67 | 4.75 | 2.46 | 2.44 | 4 | 10.25 | 7.375 | 4.0625 | 697988696976 | 69798869697 | https://www.milwaukeevalve.com/wp-content/uploads/spec-sheets/UPBA350350SOPT.pdf |  |  | 01/19/16
UTP722 | UP17965S | B | UPBA350S-XM | UPBA350SXM/UP861309 | 1 1/4 | 44 | 1.25 | LOW LEAD BALL,3PC,BRZ BODY,SS BALL/STEM,600 WOG,FULL PORT,SWT ENDS,EXT STEM W/MEM STOP,NSF 372 & 61 | 830.37 | 5.46 | 6.5 | 2.98 | 2.8 | 1 | 10.25 | 7.375 | 4.0625 | 697988697799 | 69798869779 | https://www.milwaukeevalve.com/wp-content/uploads/spec-sheets/UPBA350350SOPT.pdf |  |  | 02/25/16
UTP722 | UP17966S | B | UPBA350S-XM | UPBA350SXM/UP861309 | 1 1/2 | 44 | 1.5 | LOW LEAD BALL,3PC,BRZ BODY,SS BALL/STEM,600 WOG,FULL PORT,SWT ENDS,EXT STEM W/MEM STOP,NSF 372 & 61 | 1033.93 | 6.575 | 7.38 | 3.25 | 3.12 | 2 | 10.25 | 7.375 | 4.0625 | 697988697010 | 69798869701 | https://www.milwaukeevalve.com/wp-content/uploads/spec-sheets/UPBA350350SOPT.pdf |  |  | 01/20/16
UTP722 | UP17967S | B | UPBA350S-XM | UPBA350SXM/UP861309 | 2 | 44 | 2 | LOW LEAD BALL,3PC,BRZ BODY,SS BALL/STEM,600 WOG,FULL PORT,SWT ENDS,EXT STEM W/MEM STOP,NSF 372 & 61 | 1648.99 | 10.805 | 7.38 | 4 | 3.58 | 1 |  |  |  | 697988697027 | 69798869702 | https://www.milwaukeevalve.com/wp-content/uploads/spec-sheets/UPBA350350SOPT.pdf |  |  | 01/20/16
UTP722 | UP17972S |  | UPBA-350STE | UPBA350STE | 1/2 | 44 | 0.5 | LOW LEAD BALL,3PC,BRZ BODY,STAINLESS BALL/STEM,150 SWP,600 WOG,FULL PORT,RPTFE,MALE TUBE ENDS | 515.73 | 0 | 13.86 | 0.5 | 1.95 | 0 |  |  |  | 697988760165 | 69798876016 | https://www.milwaukeevalve.com/wp-content/uploads/spec-sheets/BA350TE350STE.pdf | https://www.milwaukeevalve.com/wp-content/uploads/ioms/BA300350IOM.pdf |  | 03/22/22
UTP722 | UP17973S |  | UPBA-350STE | UPBA350STE | 3/4 | 44 | 0.75 | LOW LEAD BALL,3PC,BRZ BODY,STAINLESS BALL/STEM,150 SWP,600 WOG,FULL PORT,RPTFE,MALE TUBE ENDS | 582.09 | 0 | 4.75 | 2.19 | 2.26 | 0 |  |  |  | 697988760172 | 69798876017 | https://www.milwaukeevalve.com/wp-content/uploads/spec-sheets/BA350TE350STE.pdf | https://www.milwaukeevalve.com/wp-content/uploads/ioms/BA300350IOM.pdf |  | 03/22/22
UTP722 | UP17974S |  | UPBA-350STE | UPBA350STE | 1 | 44 | 1 | LOW LEAD BALL,3PC,BRZ BODY,STAINLESS BALL/STEM,150 SWP,600 WOG,FULL PORT,RPTFE,MALE TUBE ENDS | 828.13 | 0 | 4.75 | 2.19 | 2.26 | 0 |  |  |  | 697988760189 | 69798876018 | https://www.milwaukeevalve.com/wp-content/uploads/spec-sheets/BA350TE350STE.pdf | https://www.milwaukeevalve.com/wp-content/uploads/ioms/BA300350IOM.pdf |  | 03/22/22
UTP722 | UP17975S |  | UPBA-350STE | UPBA350STE | 1 1/4 | 44 | 1.25 | LOW LEAD BALL,3PC,BRZ BODY,STAINLESS BALL/STEM,150 SWP,600 WOG,FULL PORT,RPTFE,MALE TUBE ENDS | 1097.51 | 0 | 14.79 | 0 | 2.8 | 0 |  |  |  | 697988760196 | 69798876019 | https://www.milwaukeevalve.com/wp-content/uploads/spec-sheets/BA350TE350STE.pdf | https://www.milwaukeevalve.com/wp-content/uploads/ioms/BA300350IOM.pdf |  | 03/22/22
UTP722 | UP17976S |  | UPBA-350STE | UPBA350STE | 1 1/2 | 44 | 1.5 | LOW LEAD BALL,3PC,BRZ BODY,STAINLESS BALL/STEM,150 SWP,600 WOG,FULL PORT,RPTFE,MALE TUBE ENDS | 1325.38 | 0 | 15.05 | 1.5 | 3.12 | 0 |  |  |  | 697988760202 | 69798876020 | https://www.milwaukeevalve.com/wp-content/uploads/spec-sheets/BA350TE350STE.pdf | https://www.milwaukeevalve.com/wp-content/uploads/ioms/BA300350IOM.pdf |  | 03/22/22
UTP722 | UP17977S |  | UPBA-350STE | UPBA350STE | 2 | 44 | 2 | LOW LEAD BALL,3PC,BRZ BODY,STAINLESS BALL/STEM,150 SWP,600 WOG,FULL PORT,RPTFE,MALE TUBE ENDS | 1827.03 | 0 | 15.4 | 2 | 3.58 | 0 |  |  |  | 697988760219 | 69798876021 | https://www.milwaukeevalve.com/wp-content/uploads/spec-sheets/BA350TE350STE.pdf | https://www.milwaukeevalve.com/wp-content/uploads/ioms/BA300350IOM.pdf |  | 03/22/22
UTP722 | UP18132 |  | UPBA350/UP8614 | UPBA350XLD/UP8614-27 | 1/2 | 44 | 0.5 | LOW LEAD BRONZE,BALL,3PC,FULL PORT,CP BALL/STEM,600 WOG,SOLDER ENDS,NSF 372 & 61,W/EXT LCKNG HANDLE | 324.37 | 0 | 3.88 | 1.91 | 1.95 | 1 |  |  |  | 697988731639 | 69798873163 | https://www.milwaukeevalve.com/wp-content/uploads/spec-sheets/UPBA350350S.pdf |  |  | 09/25/19
UTP722 | UP18134 |  | UPBA350-XLD | UPBA350XLD/UP861427 | 1 | 44 | 1 | LOW LEAD BRONZE,BALL,3PC,FULL PORT,CP BALL/STEM,600 WOG,SOLDER ENDS,EXT LOCKING HNDL,NSF 372 & 61 | 518.87 | 0 | 6.3 | 2.48 | 2.65 | 0 |  |  |  | 697988745209 | 69798874520 | https://www.milwaukeevalve.com/wp-content/uploads/spec-sheets/UPBA300300S.pdf | https://www.milwaukeevalve.com/wp-content/uploads/ioms/UPThreadedEndIOM.pdf |  | 01/05/21
UTP722 | UP18137 |  | UPBA350-XLD | UPBA350XLD/UP861427 | 2 | 44 | 2 | LOW LEAD BRONZE,BALL,3PC,FULL PORT,CP BALL/STEM,600 WOG,SOLDER ENDS,EXTENDED LCKNG HND,NSF 372 & 61 | 1453.18 | 11.35 | 7.38 | 4 | 3.58 | 0 |  |  |  | 697988729209 | 69798872920 | https://www.milwaukeevalve.com/wp-content/uploads/spec-sheets/UPBA350350SOPT.pdf | https://www.hammondvalve.com/wp-content/uploads/ioms/UPSolderEndIOM.pdf | https://www.hammondvalve.com/wp-content/uploads/pdfs/UPSolderingConsiderations.pdf | 08/20/19
UTP722 | UP502 - 12 |  | UP502 | UP502/UP440 | 1/2 | 40 | 0.5 | LOW LEAD BRONZE,GLOBE,300 WOG,THREADED ENDS,BRONZE DISC,THREADED BONNET,NSF/ANSI 372 & 61 | 458.63 | 0.8 | 2.31 | 0.5 | 3.63 | 10 | 8.5 | 8.5 | 4.125 | 697988614147 | 69798861414 | https://www.milwaukeevalve.com/wp-content/uploads/spec-sheets/UP502.pdf | https://www.milwaukeevalve.com/wp-content/uploads/ioms/UPGateGlobeCheckIOM.pdf |  | 06/22/09
UTP722 | UP502 - 14 |  | UP502 | UP502/UP440 | 1/4 | 40 | 0.25 | LOW LEAD BRONZE,GLOBE,300 WOG,THREADED ENDS,BRONZE DISC,THREADED BONNET,NSF/ANSI 372 & 61 | 458.63 | 0.48 | 1.63 | 0.25 | 3.06 | 10 | 7 | 7 | 3 | 697988614123 | 69798861412 | https://www.milwaukeevalve.com/wp-content/uploads/spec-sheets/UP502.pdf | https://www.milwaukeevalve.com/wp-content/uploads/ioms/UPGateGlobeCheckIOM.pdf |  | 06/22/09
UTP722 | UP502 - 18 |  | UP502 | UP502/UP440 | 1/8 | 40 | 0.125 | LOW LEAD BRONZE,GLOBE,300 WOG,THREADED ENDS,BRONZE DISC,THREADED BONNET,NSF/ANSI 372 & 61 | 458.63 | 0.48 | 1.63 | 0.125 | 3.06 | 10 | 7 | 7 | 3 | 697988614116 | 69798861411 | https://www.milwaukeevalve.com/wp-content/uploads/spec-sheets/UP502.pdf | https://www.milwaukeevalve.com/wp-content/uploads/ioms/UPGateGlobeCheckIOM.pdf |  | 06/22/09
UTP722 | UP502 - 34 |  | UP502 | UP502/UP440 | 3/4 | 40 | 0.75 | LOW LEAD BRONZE,GLOBE,300 WOG,THREADED ENDS,BRONZE DISC,THREADED BONNET,NSF/ANSI 372 & 61 | 566.24 | 1.18 | 2.56 | 0.75 | 3.94 | 6 | 9 | 6 | 3 | 697988614154 | 69798861415 | https://www.milwaukeevalve.com/wp-content/uploads/spec-sheets/UP502.pdf | https://www.milwaukeevalve.com/wp-content/uploads/ioms/UPGateGlobeCheckIOM.pdf |  | 06/22/09
UTP722 | UP502 - 38 |  | UP502 | UP502/UP440 | 3/8 | 40 | 0.375 | LOW LEAD BRONZE,GLOBE,300 WOG,THREADED ENDS,BRONZE DISC,THREADED BONNET,NSF/ANSI 372 & 61 | 458.63 | 0.56 | 1.81 | 0.375 | 3.19 | 10 | 7 | 7 | 3 | 697988614130 | 69798861413 | https://www.milwaukeevalve.com/wp-content/uploads/spec-sheets/UP502.pdf | https://www.milwaukeevalve.com/wp-content/uploads/ioms/UPGateGlobeCheckIOM.pdf |  | 06/22/09
UTP722 | UP502 - 100 |  | UP502 | UP502/UP440 | 1 | 40 | 1 | LOW LEAD BRONZE,GLOBE,300 WOG,THREADED ENDS,BRONZE DISC,THREADED BONNET,NSF/ANSI 372 & 61 | 759.82 | 1.8 | 2.94 | 1 | 4.38 | 6 | 9 | 6 | 3 | 697988614161 | 69798861416 | https://www.milwaukeevalve.com/wp-content/uploads/spec-sheets/UP502.pdf | https://www.milwaukeevalve.com/wp-content/uploads/ioms/UPGateGlobeCheckIOM.pdf |  | 06/22/09
UTP722 | UP502 - 112 |  | UP502 | UP502/UP440 | 1 1/2 | 40 | 1.5 | LOW LEAD BRONZE,GLOBE,300 WOG,THREADED ENDS,BRONZE DISC,THREADED BONNET,NSF/ANSI 372 & 61 | 1311.65 | 3.34 | 3.69 | 1.5 | 5.75 | 4 | 12 | 7 | 3.5 | 697988614185 | 69798861418 | https://www.milwaukeevalve.com/wp-content/uploads/spec-sheets/UP502.pdf | https://www.milwaukeevalve.com/wp-content/uploads/ioms/UPGateGlobeCheckIOM.pdf |  | 06/22/09
UTP722 | UP502 - 114 |  | UP502 | UP502/UP440 | 1 1/4 | 40 | 1.25 | LOW LEAD BRONZE,GLOBE,300 WOG,THREADED ENDS,BRONZE DISC,THREADED BONNET,NSF/ANSI 372 & 61 | 1003.5 | 2.58 | 3.38 | 1.25 | 5.19 | 4 | 9.5 | 7.5 | 3 | 697988614178 | 69798861417 | https://www.milwaukeevalve.com/wp-content/uploads/spec-sheets/UP502.pdf | https://www.milwaukeevalve.com/wp-content/uploads/ioms/UPGateGlobeCheckIOM.pdf |  | 06/22/09
UTP722 | UP502 - 200 |  | UP502 | UP502/UP440 | 2 | 40 | 2 | LOW LEAD BRONZE,GLOBE,300 WOG,THREADED ENDS,BRONZE DISC,THREADED BONNET,NSF/ANSI 372 & 61 | 1992.59 | 4.86 | 4.44 | 2 | 6.75 | 2 | 10.25 | 7.375 | 4.0625 | 697988614192 | 69798861419 | https://www.milwaukeevalve.com/wp-content/uploads/spec-sheets/UP502.pdf | https://www.milwaukeevalve.com/wp-content/uploads/ioms/UPGateGlobeCheckIOM.pdf |  | 06/22/09
UTP722 | UP502-P2 - 12 |  | UP502/UP440 | UP502P2/UP440P2 | 1/2 | 40 | 0.5 | LOW LEAD BRONZE,GLOBE,300 WOG,PRESS ENDS,BRONZE DISC,THREADED BONNET,NSF/ANSI 372 & 61 | 479.17 | 0 | 2.31 | 0.5 | 3.63 | 0 |  |  |  | 697988733350 | 69798873335 | https://www.milwaukeevalve.com/wp-content/uploads/spec-sheets/up502_p2.pdf | https://www.milwaukeevalve.com/wp-content/uploads/ioms/UPGateGlobeCheckIOM.pdf |  | 12/16/19
UTP722 | UP502-P2 - 34 |  | UP502/UP440 | UP502P2/UP440P2 | 3/4 | 40 | 0.75 | LOW LEAD BRONZE,GLOBE,300 WOG,PRESS ENDS,BRONZE DISC,THREADED BONNET,NSF/ANSI 372 & 61 | 598.99 | 0 | 2.56 | 0.75 | 3.94 | 0 |  |  |  | 697988733367 | 69798873336 | https://www.milwaukeevalve.com/wp-content/uploads/spec-sheets/up502_p2.pdf | https://www.milwaukeevalve.com/wp-content/uploads/ioms/UPGateGlobeCheckIOM.pdf |  | 12/16/19
UTP722 | UP502-P2 - 100 |  | UP502/UP440 | UP502P2/UP440P2 | 1 | 40 | 1 | LOW LEAD BRONZE,GLOBE,300 WOG,PRESS ENDS,BRONZE DISC,THREADED BONNET,NSF/ANSI 372 & 61 | 831.26 | 0 | 2.94 | 1 | 4.38 | 0 |  |  |  | 697988733374 | 69798873337 | https://www.milwaukeevalve.com/wp-content/uploads/spec-sheets/up502_p2.pdf | https://www.milwaukeevalve.com/wp-content/uploads/ioms/UPGateGlobeCheckIOM.pdf |  | 12/16/19
UTP722 | UP502-P2 - 112 |  | UP502/UP440 | UP502P2/UP440P2 | 1 1/2 | 40 | 1.5 | LOW LEAD BRONZE,GLOBE,300 WOG,PRESS ENDS,BRONZE DISC,THREADED BONNET,NSF/ANSI 372 & 61 | 1472.68 | 0 | 3.69 | 1.5 | 5.75 | 0 |  |  |  | 697988733398 | 69798873339 | https://www.milwaukeevalve.com/wp-content/uploads/spec-sheets/up502_p2.pdf | https://www.milwaukeevalve.com/wp-content/uploads/ioms/UPGateGlobeCheckIOM.pdf |  | 12/16/19
UTP722 | UP502-P2 - 114 |  | UP502/UP440 | UP502P2/UP440P2 | 1 1/4 | 40 | 1.25 | LOW LEAD BRONZE,GLOBE,300 WOG,PRESS ENDS,BRONZE DISC,THREADED BONNET,NSF/ANSI 372 & 61 | 1144.74 | 0 | 3.38 | 1.25 | 5.19 | 0 |  |  |  | 697988733381 | 69798873338 | https://www.milwaukeevalve.com/wp-content/uploads/spec-sheets/up502_p2.pdf | https://www.milwaukeevalve.com/wp-content/uploads/ioms/UPGateGlobeCheckIOM.pdf |  | 12/16/19
UTP722 | UP502-P2 - 200 |  | UP502/UP440 | UP502P2/UP440P2 | 2 | 40 | 2 | LOW LEAD BRONZE,GLOBE,300 WOG,PRESS ENDS,BRONZE DISC,THREADED BONNET,NSF/ANSI 372 & 61 | 2227.69 | 0 | 4.44 | 2 | 6.75 | 0 |  |  |  | 697988733404 | 69798873340 | https://www.milwaukeevalve.com/wp-content/uploads/spec-sheets/up502_p2.pdf | https://www.milwaukeevalve.com/wp-content/uploads/ioms/UPGateGlobeCheckIOM.pdf |  | 12/16/19
UTP722 | UP506604 |  | UPBA-450S | UPBA450SXLD005 | 1 | 47 | 1 | LOW LEAD BRONZE,BALL,2PC,FULL PORT,SS BALL/STEM,600 WOG,SOLDER,EXTENDED LCKNG HANDLE,DUPONT,NSF 372 | 405.67 | 1.89 | 3.75 | 1.06 | 2.67 | 1 |  |  |  | 697988710634 | 69798871063 | https://www.milwaukeevalve.com/wp-content/uploads/spec-sheets/UPBA450450S.pdf |  |  | 09/25/17
UTP722 | UP509 - 12 |  | UP509 | UP509/UP904 | 1/2 | 43 | 0.5 | LOW LEAD BRONZE,HORIZONTAL SWING CHECK,300 WOG,THREADED ENDS,BRONZE DISC,NSF/ANSI 372 & 61 | 358.38 | 0.58 | 2.25 | 0.75 | 2.19 | 10 | 9.125 | 3.9375 | 2.0625 | 697988614291 | 69798861429 | https://www.milwaukeevalve.com/wp-content/uploads/spec-sheets/UP509.pdf | https://www.milwaukeevalve.com/wp-content/uploads/ioms/UPGateGlobeCheckIOM.pdf |  | 06/22/09
UTP722 | UP509 - 14 |  | UP509 | UP509/UP904 | 1/4 | 43 | 0.25 | LOW LEAD BRONZE,HORIZONTAL SWING CHECK,300 WOG,THREADED ENDS,BRONZE DISC,NSF/ANSI 372 & 61 | 358.38 | 0.54 | 2.13 | 0.25 | 1.44 | 10 | 9.125 | 3.9375 | 2.0625 | 697988614277 | 69798861427 | https://www.milwaukeevalve.com/wp-content/uploads/spec-sheets/UP509.pdf | https://www.milwaukeevalve.com/wp-content/uploads/ioms/UPGateGlobeCheckIOM.pdf |  | 06/22/09
UTP722 | UP509 - 34 |  | UP509 | UP509/UP904 | 3/4 | 43 | 0.75 | LOW LEAD BRONZE,HORIZONTAL SWING CHECK,300 WOG,THREADED ENDS,BRONZE DISC,NSF/ANSI 372 & 61 | 422.88 | 0.85 | 2.63 | 0.75 | 1.69 | 6 | 9.125 | 3.9375 | 2.0625 | 697988614307 | 69798861430 | https://www.milwaukeevalve.com/wp-content/uploads/spec-sheets/UP509.pdf | https://www.milwaukeevalve.com/wp-content/uploads/ioms/UPGateGlobeCheckIOM.pdf |  | 06/22/09
UTP722 | UP509 - 38 |  | UP509 | UP509/UP904 | 3/8 | 43 | 0.375 | LOW LEAD BRONZE,HORIZONTAL SWING CHECK,300 WOG,THREADED ENDS,BRONZE DISC,NSF/ANSI 372 & 61 | 358.38 | 0.46 | 2.13 | 0.375 | 1.44 | 10 | 9.125 | 3.9375 | 2.0625 | 697988614284 | 69798861428 | https://www.milwaukeevalve.com/wp-content/uploads/spec-sheets/UP509.pdf | https://www.milwaukeevalve.com/wp-content/uploads/ioms/UPGateGlobeCheckIOM.pdf |  | 06/22/09
UTP722 | UP509 - 100 |  | UP509 | UP509/UP904 | 1 | 43 | 1 | LOW LEAD BRONZE,HORIZONTAL SWING CHECK,300 WOG,THREADED ENDS,BRONZE DISC,NSF/ANSI 372 & 61 | 566.24 | 1.4 | 3.25 | 1 | 2 | 6 | 6 | 6 | 3.25 | 697988614314 | 69798861431 | https://www.milwaukeevalve.com/wp-content/uploads/spec-sheets/UP509.pdf | https://www.milwaukeevalve.com/wp-content/uploads/ioms/UPGateGlobeCheckIOM.pdf |  | 06/22/09
UTP722 | UP509 - 112 |  | UP509 | UP509/UP904 | 1 1/2 | 43 | 1.5 | LOW LEAD BRONZE,HORIZONTAL SWING CHECK,300 WOG,THREADED ENDS,BRONZE DISC,NSF/ANSI 372 & 61 | 946.1 | 2.8 | 4 | 1.5 | 2.38 | 4 | 8.5 | 8.5 | 4.125 | 697988614338 | 69798861433 | https://www.milwaukeevalve.com/wp-content/uploads/spec-sheets/UP509.pdf | https://www.milwaukeevalve.com/wp-content/uploads/ioms/UPGateGlobeCheckIOM.pdf |  | 06/22/09
UTP722 | UP509 - 114 |  | UP509 | UP509/UP904 | 1 1/4 | 43 | 1.25 | LOW LEAD BRONZE,HORIZONTAL SWING CHECK,300 WOG,THREADED ENDS,BRONZE DISC,NSF/ANSI 372 & 61 | 788.39 | 1.92 | 3.56 | 1.25 | 2.13 | 4 | 6 | 6 | 3.25 | 697988614321 | 69798861432 | https://www.milwaukeevalve.com/wp-content/uploads/spec-sheets/UP509.pdf | https://www.milwaukeevalve.com/wp-content/uploads/ioms/UPGateGlobeCheckIOM.pdf |  | 06/22/09
UTP722 | UP509 - 200 |  | UP509 | UP509/UP904 | 2 | 43 | 2 | LOW LEAD BRONZE,HORIZONTAL SWING CHECK,300 WOG,THREADED ENDS,BRONZE DISC,NSF/ANSI 372 & 61 | 1369.02 | 4.54 | 4.75 | 2 | 2.81 | 2 | 9 | 6 | 3 | 697988614345 | 69798861434 | https://www.milwaukeevalve.com/wp-content/uploads/spec-sheets/UP509.pdf | https://www.milwaukeevalve.com/wp-content/uploads/ioms/UPGateGlobeCheckIOM.pdf |  | 06/22/09
UTP722 | UP509 - 212 |  | UP509 | UP509/UP904 | 2 1/2 | 43 | 2.5 | LOW LEAD BRONZE,HORIZONTAL SWING CHECK,200 WOG,THREADED ENDS,BRONZE DISC,NSF 372 & NSF 61 | 3254.06 | 8.08 | 6 | 2.5 | 3.63 | 1 | 7 | 7 | 3 | 697988697966 | 69798869796 | https://www.milwaukeevalve.com/wp-content/uploads/spec-sheets/UP509.pdf | https://www.milwaukeevalve.com/wp-content/uploads/ioms/UPGateGlobeCheckIOM.pdf |  | 03/02/16
UTP722 | UP509 - 300 |  | UP509 | UP509/UP904 | 3 | 43 | 3 | LOW LEAD BRONZE,HORIZONTAL SWING CHECK,200 WOG,THREADED ENDS,BRONZE DISC,NSF 372 & NSF 61 | 4830.9 | 11.72 | 6.88 | 3 | 4.19 | 1 | 10.25 | 7.375 | 4.0625 | 697988697973 | 69798869797 | https://www.milwaukeevalve.com/wp-content/uploads/spec-sheets/UP509.pdf | https://www.milwaukeevalve.com/wp-content/uploads/ioms/UPGateGlobeCheckIOM.pdf |  | 03/02/16
UTP722 | UP509-P2 - 12 |  | UP509 P2 | UP509P2/UP904P2 | 1/2 | 43 | 0.5 | LOW LEAD BRONZE,HORIZONTAL SWING CHECK,200 PSIG @ 250 F,PRESS X PRESS ENDS | 378.93 | 0.86 | 5.31 | 0 | 1.44 | 1 |  |  |  | 697988714229 | 69798871422 | https://www.milwaukeevalve.com/wp-content/uploads/spec-sheets/up509_p2.pdf | https://www.milwaukeevalve.com/wp-content/uploads/ioms/UPGateGlobeCheckIOM.pdf | https://www.milwaukeevalve.com/wp-content/uploads/ioms/UltraPressIOM.pdf | 02/28/18
UTP722 | UP509-P2 - 34 |  | UP509 P2 | UP509P2/UP904P2 | 3/4 | 43 | 0.75 | LOW LEAD BRONZE,HORIZONTAL SWING CHECK,200 PSIG @ 250 F,PRESS X PRESS ENDS | 455.63 | 1.25 | 6.21 | 0 | 1.69 | 8 |  |  |  | 697988714236 | 69798871423 | https://www.milwaukeevalve.com/wp-content/uploads/spec-sheets/up509_p2.pdf | https://www.milwaukeevalve.com/wp-content/uploads/ioms/UPGateGlobeCheckIOM.pdf | https://www.milwaukeevalve.com/wp-content/uploads/ioms/UltraPressIOM.pdf | 02/28/18
UTP722 | UP509-P2 - 100 |  | UP509 P2 | UP509P2/UP904P2 | 1 | 43 | 1 | LOW LEAD BRONZE,HORIZONTAL SWING CHECK,200 PSIG @ 250 F,PRESS X PRESS ENDS | 637.7 | 2.1 | 7.25 | 0 | 2 | 6 |  |  |  | 697988714243 | 69798871424 | https://www.milwaukeevalve.com/wp-content/uploads/spec-sheets/up509_p2.pdf | https://www.milwaukeevalve.com/wp-content/uploads/ioms/UPGateGlobeCheckIOM.pdf | https://www.milwaukeevalve.com/wp-content/uploads/ioms/UltraPressIOM.pdf | 02/28/18
UTP722 | UP509-P2 - 112 |  | UP509 P2 | UP509P2/UP904P2 | 1 1/2 | 43 | 1.5 | LOW LEAD BRONZE,HORIZONTAL SWING CHECK,200 PSIG @ 250 F,PRESS X PRESS ENDS | 1107.13 | 4.12 | 8.48 | 0 | 2.38 | 1 |  |  |  | 697988714267 | 69798871426 | https://www.milwaukeevalve.com/wp-content/uploads/spec-sheets/up509_p2.pdf | https://www.milwaukeevalve.com/wp-content/uploads/ioms/UPGateGlobeCheckIOM.pdf | https://www.milwaukeevalve.com/wp-content/uploads/ioms/UltraPressIOM.pdf | 02/28/18
UTP722 | UP509-P2 - 114 |  | UP509 P2 | UP509P2/UP904P2 | 1 1/4 | 43 | 1.25 | LOW LEAD BRONZE,HORIZONTAL SWING CHECK,200 PSIG @ 250 F,PRESS X PRESS ENDS | 929.65 | 3.24 | 7.63 | 0 | 2.13 | 1 |  |  |  | 697988714250 | 69798871425 | https://www.milwaukeevalve.com/wp-content/uploads/spec-sheets/up509_p2.pdf | https://www.milwaukeevalve.com/wp-content/uploads/ioms/UPGateGlobeCheckIOM.pdf | https://www.milwaukeevalve.com/wp-content/uploads/ioms/UltraPressIOM.pdf | 02/28/18
UTP722 | UP509-P2 - 200 |  | UP509 P2 | UP509P2/UP904P2 | 2 | 43 | 2 | LOW LEAD BRONZE,HORIZONTAL SWING CHECK,200 PSIG @ 250 F,PRESS X PRESS ENDS | 1604.12 | 6.54 | 10.75 | 0 | 2.81 | 2 |  |  |  | 697988714274 | 69798871427 | https://www.milwaukeevalve.com/wp-content/uploads/spec-sheets/up509_p2.pdf | https://www.milwaukeevalve.com/wp-content/uploads/ioms/UPGateGlobeCheckIOM.pdf | https://www.milwaukeevalve.com/wp-content/uploads/ioms/UltraPressIOM.pdf | 02/28/18
UTP722 | UP509-P2 - 212 |  | UP509 P2 | UP509P2/UP904P2 | 2 1/2 | 43 | 2.5 | LOW LEAD BRONZE,HORIZONTAL SWING CHECK,200 WOG,PRESS X PRESS ENDS,NSF 372 | 5539.72 | 10.98 | 6 | 2.5 | 3.63 | 1 |  |  |  | 697988718777 | 69798871877 | https://www.milwaukeevalve.com/wp-content/uploads/spec-sheets/up509_p2.pdf | https://www.milwaukeevalve.com/wp-content/uploads/ioms/UPGateGlobeCheckIOM.pdf | https://www.milwaukeevalve.com/wp-content/uploads/ioms/UltraPressIOM.pdf | 09/06/18
UTP722 | UP509-P2 - 300 |  | UP509 P2 | UP509P2/UP904P2 | 3 | 43 | 3 | LOW LEAD BRONZE,HORIZONTAL SWING CHECK,200 WOG,PRESS X PRESS ENDS,NSF 372 | 7262.57 | 14.42 | 6.88 | 3 | 4.19 | 1 |  |  |  | 697988718784 | 69798871878 | https://www.milwaukeevalve.com/wp-content/uploads/spec-sheets/up509_p2.pdf | https://www.milwaukeevalve.com/wp-content/uploads/ioms/UPGateGlobeCheckIOM.pdf | https://www.milwaukeevalve.com/wp-content/uploads/ioms/UltraPressIOM.pdf | 09/06/18
UTP722 | UP548T - 12 |  | UP548T | UP548T/UP943 | 1/2 | 40 | 0.5 | LOW LEAD BRONZE,SPRING CHECK,250 WOG,NPT ENDS,BRZ SPRING,PTFE DISC,SILENT CLOSE,NSF/ANSI 372 & 61 | 193.52 | 0.4 | 1.22 | 0.5 | 2.09 | 30 |  |  |  | 697988615762 | 69798861576 | https://www.milwaukeevalve.com/wp-content/uploads/spec-sheets/UP548T.pdf | https://www.milwaukeevalve.com/wp-content/uploads/ioms/UPGateGlobeCheckIOM.pdf |  | 06/24/09
UTP722 | UP548T - 34 |  | UP548T | UP548T/UP943 | 3/4 | 40 | 0.75 | LOW LEAD BRONZE,SPRING CHECK,250 WOG,NPT ENDS,BRZ SPRING,PTFE DISC,SILENT CLOSE,NSF/ANSI 372 & 61 | 257.99 | 0.65 | 1.5 | 0.75 | 2.31 | 20 |  |  |  | 697988615779 | 69798861577 | https://www.milwaukeevalve.com/wp-content/uploads/spec-sheets/UP548T.pdf | https://www.milwaukeevalve.com/wp-content/uploads/ioms/UPGateGlobeCheckIOM.pdf |  | 06/24/09
UTP722 | UP548T - 38 |  | UP548T | UP548T/UP943 | 3/8 | 40 | 0.375 | LOW LEAD BRONZE,SPRING CHECK,250 WOG,NPT ENDS,BRZ SPRING,PTFE DISC,SILENT CLOSE,NSF/ANSI 372 & 61 | 193.52 | 0.35 | 1.22 | 0.375 | 1.97 | 34 |  |  |  | 697988615786 | 69798861578 | https://www.milwaukeevalve.com/wp-content/uploads/spec-sheets/UP548T.pdf | https://www.milwaukeevalve.com/wp-content/uploads/ioms/UPGateGlobeCheckIOM.pdf |  | 06/24/09
UTP722 | UP548T - 100 |  | UP548T | UP548T/UP943 | 1 | 40 | 1 | LOW LEAD BRONZE,SPRING CHECK,250 WOG,NPT ENDS,BRZ SPRING,PTFE DISC,SILENT CLOSE,NSF/ANSI 372 & 61 | 351.29 | 0.95 | 1.91 | 1 | 2.66 | 8 |  |  |  | 697988615793 | 69798861579 | https://www.milwaukeevalve.com/wp-content/uploads/spec-sheets/UP548T.pdf | https://www.milwaukeevalve.com/wp-content/uploads/ioms/UPGateGlobeCheckIOM.pdf |  | 06/24/09
UTP722 | UP548T - 112 |  | UP548T | UP548T/UP943 | 1 1/2 | 40 | 1.5 | LOW LEAD BRONZE,SPRING CHECK,250 WOG,NPT ENDS,BRZ SPRING,PTFE DISC,SILENT CLOSE,NSF/ANSI 372 & 61 | 573.45 | 2.05 | 2.59 | 1.5 | 3.31 | 8 |  |  |  | 697988615809 | 69798861580 | https://www.milwaukeevalve.com/wp-content/uploads/spec-sheets/UP548T.pdf | https://www.milwaukeevalve.com/wp-content/uploads/ioms/UPGateGlobeCheckIOM.pdf |  | 06/24/09
UTP722 | UP548T - 114 |  | UP548T | UP548T/UP943 | 1 1/4 | 40 | 1.25 | LOW LEAD BRONZE,SPRING CHECK,250 WOG,NPT ENDS,BRZ SPRING,PTFE DISC,SILENT CLOSE,NSF/ANSI 372 & 61 | 437.21 | 1.45 | 2.16 | 1.25 | 3.09 | 6 |  |  |  | 697988615816 | 69798861581 | https://www.milwaukeevalve.com/wp-content/uploads/spec-sheets/UP548T.pdf | https://www.milwaukeevalve.com/wp-content/uploads/ioms/UPGateGlobeCheckIOM.pdf |  | 06/24/09
UTP722 | UP548T - 200 |  | UP548T | UP548T/UP943 | 2 | 40 | 2 | LOW LEAD BRONZE,SPRING CHECK,250 WOG,NPT ENDS,BRZ SPRING,PTFE DISC,SILENT CLOSE,NSF/ANSI 372 & 61 | 824.24 | 3.28 | 3.13 | 2 | 3.78 | 6 |  |  |  | 697988615823 | 69798861582 | https://www.milwaukeevalve.com/wp-content/uploads/spec-sheets/UP548T.pdf | https://www.milwaukeevalve.com/wp-content/uploads/ioms/UPGateGlobeCheckIOM.pdf |  | 06/24/09
UTP722 | UP548T-P2 - 12 |  | UP548T P2 | UP548TP2 | 1/2 | 40 | 0.5 | LOW LEAD BRONZE,SPRING CHECK,200 PSIG @ 250 F,PRESS X PRESS ENDS,BRZE SPRING,PTFE DISC,SILENT CLOSE | 214.07 | 0.68 | 1.22 | 0.5 | 2.09 | 20 |  |  |  | 697988702622 | 69798870262 | https://www.milwaukeevalve.com/wp-content/uploads/spec-sheets/up548t_p2.pdf | https://www.milwaukeevalve.com/wp-content/uploads/ioms/UPGateGlobeCheckIOM.pdf | https://www.milwaukeevalve.com/wp-content/uploads/ioms/UltraPressIOM.pdf | 09/27/16
UTP722 | UP548T-P2 - 34 |  | UP548T P2 | UP548TP2 | 3/4 | 40 | 0.75 | LOW LEAD BRONZE,SPRING CHECK,200 PSIG @ 250 F,PRESS X PRESS ENDS,BRZE SPRING,PTFE DISC,SILENT CLOSE | 290.74 | 1.05 | 1.5 | 0.75 | 2.31 | 10 |  |  |  | 697988702639 | 69798870263 | https://www.milwaukeevalve.com/wp-content/uploads/spec-sheets/up548t_p2.pdf | https://www.milwaukeevalve.com/wp-content/uploads/ioms/UPGateGlobeCheckIOM.pdf | https://www.milwaukeevalve.com/wp-content/uploads/ioms/UltraPressIOM.pdf | 09/27/16
UTP722 | UP548T-P2 - 100 |  | UP548T P2 | UP548TP2 | 1 | 40 | 1 | LOW LEAD BRONZE,SPRING CHECK,200 PSIG @ 250 F,PRESS X PRESS ENDS,BRZE SPRING,PTFE DISC,SILENT CLOSE | 422.69 | 1.65 | 1.91 | 1 | 2.66 | 6 |  |  |  | 697988702646 | 69798870264 | https://www.milwaukeevalve.com/wp-content/uploads/spec-sheets/up548t_p2.pdf | https://www.milwaukeevalve.com/wp-content/uploads/ioms/UPGateGlobeCheckIOM.pdf | https://www.milwaukeevalve.com/wp-content/uploads/ioms/UltraPressIOM.pdf | 09/27/16
UTP722 | UP548T-P2 - 112 |  | UP548T P2 | UP548TP2 | 1 1/2 | 40 | 1.5 | LOW LEAD BRONZE,SPRING CHECK,200 PSIG @ 250 F,PRESS X PRESS ENDS,BRZE SPRING,PTFE DISC,SILENT CLOSE | 734.5 | 3.37 | 2.59 | 1.5 | 3.31 | 4 |  |  |  | 697988702660 | 69798870266 | https://www.milwaukeevalve.com/wp-content/uploads/spec-sheets/up548t_p2.pdf | https://www.milwaukeevalve.com/wp-content/uploads/ioms/UPGateGlobeCheckIOM.pdf | https://www.milwaukeevalve.com/wp-content/uploads/ioms/UltraPressIOM.pdf | 09/27/16
UTP722 | UP548T-P2 - 114 |  | UP548T P2 | UP548TP2 | 1 1/4 | 40 | 1.25 | LOW LEAD BRONZE,SPRING CHECK,200 PSIG @ 250 F,PRESS X PRESS ENDS,BRZE SPRING,PTFE DISC,SILENT CLOSE | 578.48 | 2.37 | 2.16 | 1.25 | 3.09 | 5 |  |  |  | 697988702653 | 69798870265 | https://www.milwaukeevalve.com/wp-content/uploads/spec-sheets/up548t_p2.pdf | https://www.milwaukeevalve.com/wp-content/uploads/ioms/UPGateGlobeCheckIOM.pdf | https://www.milwaukeevalve.com/wp-content/uploads/ioms/UltraPressIOM.pdf | 09/27/16
UTP722 | UP548T-P2 - 200 |  | UP548T P2 | UP548TP2 | 2 | 40 | 2 | LOW LEAD BRONZE,SPRING CHECK,200 PSIG @ 250 F,PRESS X PRESS ENDS,BRZE SPRING,PTFE DISC,SILENT CLOSE | 1059.37 | 5.25 | 3.13 | 2 | 3.78 | 1 |  |  |  | 697988702677 | 69798870267 | https://www.milwaukeevalve.com/wp-content/uploads/spec-sheets/up548t_p2.pdf | https://www.milwaukeevalve.com/wp-content/uploads/ioms/UPGateGlobeCheckIOM.pdf | https://www.milwaukeevalve.com/wp-content/uploads/ioms/UltraPressIOM.pdf | 09/27/16
UTP722 | UPBA-100 A 12 | A | UPBA100 | UPBA100/UPBA400/UP8501/UP8301A | 1/2 | 46 | 0.5 | LOW LEAD BRONZE,BALL,2PC,FULL PORT,CP BRASS BALL,600 WOG,THREADED,NSF 372 & 61 | 76.33 | 0.63 | 2.19 | 0 | 1.91 | 10 | 6.625 | 5.1875 | 2.8125 | 697988613041 | 69798861304 | https://www.milwaukeevalve.com/wp-content/uploads/spec-sheets/UPBA100100SOPT.pdf | https://www.milwaukeevalve.com/wp-content/uploads/ioms/UPThreadedEndIOM.pdf |  | 06/22/09
UTP722 | UPBA-100 A 14 | A | UPBA100 | UPBA100/UPBA400/UP8501/UP8301A | 1/4 | 46 | 0.25 | LOW LEAD BRONZE,BALL,2PC,FULL PORT,CP BRASS BALL,600 WOG,THREADED,NSF 372 & 61 | 76.33 | 0.54 | 1.86 | 0.38 | 1.78 | 10 | 6.625 | 5.1875 | 2.8125 | 697988613027 | 69798861302 | https://www.milwaukeevalve.com/wp-content/uploads/spec-sheets/UPBA100100SOPT.pdf | https://www.milwaukeevalve.com/wp-content/uploads/ioms/UPThreadedEndIOM.pdf |  | 06/22/09
UTP722 | UPBA-100 A 38 | A | UPBA100 | UPBA100/UPBA400/UP8501/UP8301A | 3/8 | 46 | 0.375 | LOW LEAD BRONZE,BALL,2PC,FULL PORT,CP BRASS BALL,600 WOG,THREADED,NSF 372 & 61 | 76.33 | 0.51 | 1 | 0 | 1.81 | 10 | 6.625 | 5.1875 | 2.8125 | 697988613034 | 69798861303 | https://www.milwaukeevalve.com/wp-content/uploads/spec-sheets/UPBA100100SOPT.pdf | https://www.milwaukeevalve.com/wp-content/uploads/ioms/UPThreadedEndIOM.pdf |  | 06/22/09
UTP722 | UPBA-100 A 100 | A | UPBA100 | UPBA100/UP8501 | 1 | 46 | 1 | LOW LEAD BRONZE,BALL,2PC,STANDARD PORT,CP BRASS BALL,600 WOG,THREADED,NSF 372 & 61 | 138.57 | 1.455 | 3.17 | 0 | 2.25 | 6 | 7.5 | 5.5625 | 3.25 | 697988613065 | 69798861306 | https://www.milwaukeevalve.com/wp-content/uploads/spec-sheets/UPBA100100SOPT.pdf | https://www.milwaukeevalve.com/wp-content/uploads/ioms/UPThreadedEndIOM.pdf |  | 06/22/09
UTP722 | UPBA-100 A 112 | A | UPBA100 | UPBA100/UP8501 | 1 1/2 | 46 | 1.5 | LOW LEAD BRONZE,BALL,2PC,STANDARD PORT,CP BRASS BALL,600 WOG,THREADED,NSF 372 & 61 | 341.61 | 3.335 | 3.96 | 0 | 1.97 | 4 | 9.25 | 6.75 | 3.875 | 697988613089 | 69798861308 | https://www.milwaukeevalve.com/wp-content/uploads/spec-sheets/UPBA100100SOPT.pdf | https://www.milwaukeevalve.com/wp-content/uploads/ioms/UPThreadedEndIOM.pdf |  | 06/22/09
UTP722 | UPBA-100 A 114 | A | UPBA100 | UPBA100/UP8501 | 1 1/4 | 46 | 1.25 | LOW LEAD BRONZE,BALL,2PC,STANDARD PORT,CP BRASS BALL,600 WOG,THREADED,NSF 372 & 61 | 267.67 | 2.46 | 3.5 | 0 | 2.66 | 6 | 9.25 | 6.75 | 3.875 | 697988613072 | 69798861307 | https://www.milwaukeevalve.com/wp-content/uploads/spec-sheets/UPBA100100SOPT.pdf | https://www.milwaukeevalve.com/wp-content/uploads/ioms/UPThreadedEndIOM.pdf |  | 06/22/09
UTP722 | UPBA-100 A 200 | A | UPBA100 | UPBA100/UP8501 | 2 | 46 | 2 | LOW LEAD BRONZE,BALL,2PC,STANDARD PORT,CP BRASS BALL,600 WOG,THREADED,NSF 372 & 61 | 430.27 | 4.37 | 4.3 | 0 | 3 | 4 | 0 | 0 | 0 | 697988613096 | 69798861309 | https://www.milwaukeevalve.com/wp-content/uploads/spec-sheets/UPBA100100SOPT.pdf | https://www.milwaukeevalve.com/wp-content/uploads/ioms/UPThreadedEndIOM.pdf |  | 06/22/09
UTP722 | UPBA-100 A 212 | A | UPBA100 | UPBA100/UP8501 | 2 1/2 | 46 | 2.5 | LOW LEAD BRONZE,BALL,2PC,STANDARD PORT,CP BRASS BALL,600 WOG,THREADED,NSF 372 & 61 | 1831.35 | 10.36 | 5.58 | 0 | 3.44 | 1 | 8 | 6 | 5 | 697988699212 | 69798869921 | https://www.milwaukeevalve.com/wp-content/uploads/spec-sheets/UPBA100100S.pdf | https://www.milwaukeevalve.com/wp-content/uploads/ioms/UPThreadedEndIOM.pdf |  | 05/09/16
UTP722 | UPBA-100 A 300 | A | UPBA100 | UPBA100/UP8501 | 3 | 46 | 3 | LOW LEAD BRONZE,BALL,2PC,STANDARD PORT,CP BRASS BALL,600 WOG,THREADED,NSF 372 & 61 | 2081.1 | 16.5 | 6.17 | 0 | 3.84 | 1 | 5 | 5.375 | 6.25 | 697988699229 | 69798869922 | https://www.milwaukeevalve.com/wp-content/uploads/spec-sheets/UPBA100100S.pdf | https://www.milwaukeevalve.com/wp-content/uploads/ioms/UPThreadedEndIOM.pdf |  | 05/09/16
UTP722 | UPBA-100 B 34 | B | UPBA100 | UPBA100/UPBA400/UP8501/UP8301A | 3/4 | 46 | 0.75 | LOW LEAD BRONZE,BALL,2PC,FULL PORT,CP BRASS BALL,600 WOG,THREADED,NSF 372 & 61 | 125.41 | 1.135 | 2.64 | 0.76 | 2.08 | 6 | 6.625 | 5.1875 | 2.8125 | 697988681149 | 69798868114 | https://www.milwaukeevalve.com/wp-content/uploads/spec-sheets/UPBA100100SOPT.pdf | https://www.milwaukeevalve.com/wp-content/uploads/ioms/UPThreadedEndIOM.pdf |  | 08/07/14
UTP722 | UPBA100 OHA 12 | A | UPBA100-OH | UPBA100OH/UPBA400OH/UP850104/UP8301A04 | 1/2 | 46 | 0.5 | LOW LEAD BRONZE,BALL,2PC,FULL PORT,CP BRASS BALL,600 WOG,THREADED,OVAL HANDLE,NSF 372 & 61 | 103.32 | 0.685 | 2.19 | 0 | 1.91 | 1 |  |  |  | 697988708884 | 69798870888 | https://www.milwaukeevalve.com/wp-content/uploads/spec-sheets/UPBA100100SOPT.pdf | https://www.milwaukeevalve.com/wp-content/uploads/ioms/UPThreadedEndIOM.pdf |  | 07/12/17
UTP722 | UPBA100 OHA 100 | A | UPBA100-OH | UPBA100OH/UP8501OH | 1 | 46 | 1 | LOW LEAD BRONZE,BALL,2PC,STANDARD PORT,CP BRASS BALL,600 WOG,THREADED,OVAL HANDLE, NSF 372 & 61 | 171.31 | 1.495 | 3.17 | 0 | 2.25 | 6 | 0 | 0 | 0 | 697988708891 | 69798870889 | https://www.milwaukeevalve.com/wp-content/uploads/spec-sheets/UPBA100100SOPT.pdf | https://www.milwaukeevalve.com/wp-content/uploads/ioms/UPThreadedEndIOM.pdf |  | 07/12/17
UTP722 | UPBA100 OHA 200 | A | UPBA100-OH | UPBA100OH/UP8501OH | 2 | 46 | 2 | LOW LEAD BRONZE,BALL,2PC,STANDARD PORT,CP BRASS BALL,600 WOG,THREADED,OVAL HANDLE,NSF 61 & 372 | 488.93 | 4.6 | 4.3 | 0 | 3 | 1 |  |  |  | 697988708907 | 69798870890 | https://www.milwaukeevalve.com/wp-content/uploads/spec-sheets/UPBA100100SOPT.pdf | https://www.milwaukeevalve.com/wp-content/uploads/ioms/UPThreadedEndIOM.pdf |  | 07/12/17
UTP722 | UPBA100 THB 34 | B | UPBA100-TH | UPBA100TH/UPBA400TH/UP850103/UP8301A03 | 3/4 | 46 | 0.75 | LOW LEAD BRONZE,BALL,2PC,FULL PORT,CP BRASS BALL,600 WOG,THREADED,WITH T HANDLE,NSF 372 & 61 | 155.99 | 0 | 2.64 | 0.76 | 2.08 | 8 | 7.5 | 5.5625 | 3.25 | 697988758827 | 69798875882 | https://www.milwaukeevalve.com/wp-content/uploads/spec-sheets/UPBA100100SOPT.pdf | https://www.milwaukeevalve.com/wp-content/uploads/ioms/UPThreadedEndIOM.pdf |  | 11/03/21
UTP722 | UPBA-100H A 12 | A | UPBA100H | UPBA100H/UPBA400H/UP8501H/UP8301H | 1/2 | 46 | 0.5 | LOW LEAD BRONZE,BALL,2PC,FULL PORT,CP BRASS BALL,600 WOG,THREADEDxHOSE END CAP & CHAIN,NSF 372 & 61 | 123.31 | 0.705 | 2.7 | 1 | 1.88 | 8 | 6.625 | 5.1875 | 2.8125 | 697988669574 | 69798866957 | https://www.milwaukeevalve.com/wp-content/uploads/spec-sheets/UPBA100H150H.pdf | https://www.milwaukeevalve.com/wp-content/uploads/ioms/UPThreadedEndIOM.pdf |  | 07/26/13
UTP722 | UPBA-100H B 34 | B | UPBA100H | UPBA100H/UPBA400H/UP8501H/UP8301H | 3/4 | 46 | 0.75 | LOW LEAD BRONZE,BALL,2PC,FULL PORT,CP BRASS BALL,600 WOG,THREADEDxHOSE END CAP & CHAIN,NSF 372 & 61 | 166.51 | 1.1 | 2.9 | 1.26 | 2.14 | 6 | 7.5 | 5.5625 | 3.25 | 697988681156 | 69798868115 | https://www.milwaukeevalve.com/wp-content/uploads/spec-sheets/UPBA100H150H.pdf | https://www.milwaukeevalve.com/wp-content/uploads/ioms/UPThreadedEndIOM.pdf |  | 08/07/14
UTP722 | UPBA100HLDA 12 | A | UPBA100HLD | UPBA100HLD/UPBA400HLD/UP8501H07/UP8301H07 | 1/2 | 46 | 0.5 | LOW LEAD BRONZE,BALL,2PC,FULL PORT,CP BRASS BALL,600 WOG,THREADEDxHOSE W/LOCKING HANDLE,NSF 372 & 61 | 142.72 | 0 | 2.7 | 1 | 1.88 | 0 |  |  |  | 697988758568 | 69798875856 | https://www.milwaukeevalve.com/wp-content/uploads/spec-sheets/UPBA100H150H.pdf | https://www.milwaukeevalve.com/wp-content/uploads/ioms/UPThreadedEndIOM.pdf |  | 10/14/21
UTP722 | UPBA100HLDB 34 | B | UPBA100HLD | UPBA100HLD/UPBA400HLD/UP8501HLD/UP8301HLD | 3/4 | 46 | 0.75 | LOW LEAD BRONZE,BALL,2PC,FULL PORT,CP BRASS BALL,600 WOG,THREADEDxHOSE,W/LOCKING HANDLE,NSF 372 & 61 | 192.39 | 0 | 2.9 | 1.26 | 2.14 | 0 |  |  |  | 697988758575 | 69798875857 | https://www.milwaukeevalve.com/wp-content/uploads/spec-sheets/UPBA100H150H.pdf | https://www.milwaukeevalve.com/wp-content/uploads/ioms/UPThreadedEndIOM.pdf |  | 10/14/21
UTP722 | UPBA-100HP1A 12 | A | UPBA100H P1 | UPBA100HP1/UPBA400HP1/UP8501HP1/UP8301HP1 | 1/2 | 46 | 0.5 | LOW LEAD BRONZE,BALL,2PC,FULL PORT,CP BRASS BALL,600 WOG,PRESSxHOSE END CAP & CHAIN,NSF 372 & 61 | 133.37 | 0 | 2.7 | 1 | 1.88 | 0 |  |  |  | 697988723306 | 69798872330 | https://www.milwaukeevalve.com/wp-content/uploads/spec-sheets/UPBA100HP1.pdf | https://www.milwaukeevalve.com/wp-content/uploads/ioms/UPThreadedEndIOM.pdf | https://www.milwaukeevalve.com/wp-content/uploads/ioms/UltraPressIOM.pdf | 02/14/19
UTP722 | UPBA-100HP1B 34 | B | UPBA100H P1 | UPBA100HP1/UPBA400HP1/UP8501HP1/UP8301HP1 | 3/4 | 46 | 0.75 | LOW LEAD BRONZE,BALL,2PC,FULL PORT,CP BRASS BALL,600 WOG,PRESSxHOSE END CAP & CHAIN,NSF 372 & 61 | 182.56 | 1.5 | 2.9 | 1.26 | 2.14 | 10 |  |  |  | 697988723320 | 69798872332 | https://www.milwaukeevalve.com/wp-content/uploads/spec-sheets/UPBA100HP1.pdf | https://www.milwaukeevalve.com/wp-content/uploads/ioms/UPThreadedEndIOM.pdf | https://www.milwaukeevalve.com/wp-content/uploads/ioms/UltraPressIOM.pdf | 02/14/19
UTP722 | UPBA100HTIHA 12 | A | UPBA100H-TIH | UPBA100HTIH/UPBA400HTIH/UP8501H16/UP8301H16 | 1/2 | 46 | 0.5 | LOW LEAD BRONZE,2PC,FULL PORT,CP BRASS BALL,600 WOG,THREADxHOSE END CAP/CHAIN,INS HNDL,NSF 372 & 61 | 186.44 | 0 | 2.7 | 1 | 4.63 | 1 |  |  |  | 697988720572 | 69798872057 | https://www.milwaukeevalve.com/wp-content/uploads/spec-sheets/UPBA100H150HTIH.pdf | https://www.milwaukeevalve.com/wp-content/uploads/ioms/UPThreadedEndIOM.pdf |  | 12/06/18
UTP722 | UPBA100HTIHB 34 | B | UPBA100H-TIH | UPBA100HTIH/UPBA400HTIH/UP8501H16/UP8301H16 | 3/4 | 46 | 0.75 | LOW LEAD BRONZE,BALL,2PC,FULL PORT,CP BRASS BALL,600 WOG,NPTxHOSE END,THERMAL INS HNDL,NSF 372 & 61 | 229.64 | 1.64 | 2.9 | 1.26 | 4.89 | 1 |  |  |  | 697988702981 | 69798870298 | https://www.milwaukeevalve.com/wp-content/uploads/spec-sheets/UPBA100H150HTIH.pdf | https://www.milwaukeevalve.com/wp-content/uploads/ioms/UPThreadedEndIOM.pdf |  | 10/21/16
UTP722 | UPBA100HXHA 12 | A | UPBA100H-XH | UPBA100HXH/UPBA400HXH/UP8501H06/UP8301H06 | 1/2 | 46 | 0.5 | LOW LEAD BRONZE,BALL,2PC,F-PORT,CP BRASS BALL,600 WOG,NPTxHOSE END CAP & CHAIN,EXT HNDL,NSF 372 & 61 | 146.5 | 0.755 | 2.7 | 1 | 1.88 | 1 |  |  |  | 697988703315 | 69798870331 | https://www.milwaukeevalve.com/wp-content/uploads/spec-sheets/UPBA100H150HOPT.pdf | https://www.milwaukeevalve.com/wp-content/uploads/ioms/UPThreadedEndIOM.pdf |  | 11/10/16
UTP722 | UPBA100HXHB 34 | B | UPBA100H-XH | UPBA100HXH/UPBA400HXH/UP8501H06/UP8301H06 | 3/4 | 46 | 0.75 | LOW LEAD BRONZE,BALL,2PC,FP,CP BRS BALL,600 WOG,NPTxHOSE END CAP & CHAIN,EXT HNDL,NSF 372 & 61,REV B | 189.69 | 1.49 | 2.9 | 1.26 | 2.14 | 12 | 20.875 | 10.1875 | 2.25 | 697988697096 | 69798869709 | https://www.milwaukeevalve.com/wp-content/uploads/spec-sheets/UPBA100H150HOPT.pdf | https://www.milwaukeevalve.com/wp-content/uploads/ioms/UPThreadedEndIOM.pdf |  | 01/22/16
UTP722 | UPBA-100LDA 12 | A | UPBA100-LD | UPBA100LD/UPBA400LD/UP850107/UP8301A07 | 1/2 | 46 | 0.5 | LOW LEAD BRONZE,BALL,2PC,FULL PORT,CP BRASS BALL,600 WOG,THREADED ENDS,LOCKING HANDLE,NSF 372 & 61 | 95.76 | 0.675 | 2.19 | 0.5 | 1.91 | 8 | 6.625 | 5.1875 | 2.8125 | 697988674967 | 69798867496 | https://www.milwaukeevalve.com/wp-content/uploads/spec-sheets/UPBA100100SOPT.pdf | https://www.milwaukeevalve.com/wp-content/uploads/ioms/UPThreadedEndIOM.pdf |  | 02/07/14
UTP722 | UPBA-100LDA 100 | A | UPBA100-LD | UPBA100LD/UP8501 | 1 | 46 | 1 | LOW LEAD BRONZE,BALL,2PC,STANDARD PORT,CP BRASS BALL,600 WOG,THREADED ENDS,LCKNG HANDLE,NSF 372 & 61 | 164.45 | 1.45 | 3.17 | 0.88 | 2.25 | 1 | 7.5 | 5.5625 | 3.25 | 697988674981 | 69798867498 | https://www.milwaukeevalve.com/wp-content/uploads/spec-sheets/UPBA100100SOPT.pdf | https://www.milwaukeevalve.com/wp-content/uploads/ioms/UPThreadedEndIOM.pdf |  | 02/07/14
UTP722 | UPBA-100LDA 112 | A | UPBA100-LD | UPBA100LD/UP8501 | 1 1/2 | 46 | 1.5 | LOW LEAD BRONZE,BALL,2PC,STANDARD PORT,CP BRASS BALL,600 WOG,THREADED ENDS,LCKNG HANDLE,NSF 372 & 61 | 380.62 | 3.79 | 3.96 | 1.31 | 1.97 | 4 | 9.25 | 6.75 | 3.875 | 697988675001 | 69798867500 | https://www.milwaukeevalve.com/wp-content/uploads/spec-sheets/UPBA100100SOPT.pdf | https://www.milwaukeevalve.com/wp-content/uploads/ioms/UPThreadedEndIOM.pdf |  | 02/07/14
UTP722 | UPBA-100LDA 114 | A | UPBA100-LD | UPBA100LD/UP8501 | 1 1/4 | 46 | 1.25 | LOW LEAD BRONZE,BALL,2PC,STANDARD PORT,CP BRASS BALL,600 WOG,THREADED ENDS,LCKNG HANDLE,NSF 372 & 61 | 306.68 | 2.91 | 3.5 | 1.06 | 2.66 | 1 | 9.25 | 6.75 | 3.875 | 697988674998 | 69798867499 | https://www.milwaukeevalve.com/wp-content/uploads/spec-sheets/UPBA100100SOPT.pdf | https://www.milwaukeevalve.com/wp-content/uploads/ioms/UPThreadedEndIOM.pdf |  | 02/07/14
UTP722 | UPBA-100LDA 200 | A | UPBA100-LD | UPBA100LD/UP8501 | 2 | 46 | 2 | LOW LEAD BRONZE,BALL,2PC,STANDARD PORT,CP BRASS BALL,600 WOG,THREADED ENDS,LCKNG HANDLE,NSF 372 & 61 | 469.3 | 4.83 | 4.3 | 1.56 | 3 | 1 | 0 | 0 | 0 | 697988675018 | 69798867501 | https://www.milwaukeevalve.com/wp-content/uploads/spec-sheets/UPBA100100SOPT.pdf | https://www.milwaukeevalve.com/wp-content/uploads/ioms/UPThreadedEndIOM.pdf |  | 02/07/14
UTP722 | UPBA-100LDB 34 | B | UPBA100-LD | UPBA100LD/UPBA400LD/UP850107/UP8301A07 | 3/4 | 46 | 0.75 | LOW LEAD BRONZE,BALL,2PC,FULL PORT,CP BRASS BALL,600 WOG,THREADED,LOCKING HANDLE,NSF 372 & 61 | 151.27 | 1.18 | 2.64 | 0.76 | 2.08 | 1 |  |  |  | 697988697683 | 69798869768 | https://www.milwaukeevalve.com/wp-content/uploads/spec-sheets/UPBA100100SOPT.pdf | https://www.milwaukeevalve.com/wp-content/uploads/ioms/UPThreadedEndIOM.pdf |  | 02/19/16
UTP722 | UPBA-100LOA 12 | A | UPBA100-LO | UPBA100LO/UPBA400LO | 1/2 | 46 | 0.5 | LOW LEAD BRONZE,BALL,2PC,FULL PORT,CP BRASS BALL,600 WOG,THREADED ENDS,LOCKING OVAL HND,NSF 372 & 61 | 158.78 | 0 | 2.19 | 0.5 | 1.91 | 0 |  |  |  | 697988760233 | 69798876023 | https://www.milwaukeevalve.com/wp-content/uploads/spec-sheets/UPBA100100SOPT.pdf | https://www.milwaukeevalve.com/wp-content/uploads/ioms/UPThreadedEndIOM.pdf |  | 03/28/22
UTP722 | UPBA-100LOA 100 | A | UPBA100-LO | UPBA100LO | 1 | 46 | 1 | LOW LEAD BRONZE,BALL,2PC,STANDARD PORT,CP BRASS BALL,600 WOG,THREADED ENDS,LCKNG HANDLE,NSF 372 & 61 | 227.31 | 0 | 3.17 | 0.88 | 2.25 | 0 |  |  |  | 697988760257 | 69798876025 | https://www.milwaukeevalve.com/wp-content/uploads/spec-sheets/UPBA100100SOPT.pdf | https://www.milwaukeevalve.com/wp-content/uploads/ioms/UPThreadedEndIOM.pdf |  | 03/28/22
UTP722 | UPBA-100LOB 34 | B | UPBA100-LO | UPBA100LO/UPBA400LO | 3/4 | 46 | 0.75 | LOW LEAD BRONZE,BALL,2PC,FULL PORT,CP BRASS BALL,600 WOG,THREADED,LOCKING OVAL HNDL,NSF 372 & 61 | 214.15 | 0 | 2.64 | 0.76 | 2.08 | 0 |  |  |  | 697988760240 | 69798876024 | https://www.milwaukeevalve.com/wp-content/uploads/spec-sheets/UPBA100100SOPT.pdf | https://www.milwaukeevalve.com/wp-content/uploads/ioms/UPThreadedEndIOM.pdf |  | 03/28/22
UTP722 | UPBA-100P1A 12 |  | UPBA-100/UPBA-400/UP8501/UP8301A | UPBA100P1/UPBA400P1/UP8501P1/UP8301AP1 | 1/2 | 46 | 0.5 | LOW LEAD BRONZE,BALL,2PC,FULL PORT,CP BRASS BALL,600 WOG,THREADED x PRESS,NSF 372 & 61 | 87.04 | 0 | 2.19 | 0 | 1.91 | 0 |  |  |  | 697988734456 | 69798873445 | https://www.milwaukeevalve.com/wp-content/uploads/spec-sheets/UPBA100100S.pdf | https://www.milwaukeevalve.com/wp-content/uploads/ioms/UPThreadedEndIOM.pdf |  | 02/19/20
UTP722 | UPBA-100P1B 34 |  | UPBA-100/UPBA-400/UP8501/UP8301A | UPBA100P1/UPBA400P1/UP8501P1/UP8301AP1 | 3/4 | 46 | 0.75 | LOW LEAD BRONZE,BALL,2PC,FULL PORT,CP BRASS BALL,600 WOG,THREADED x PRESS,NSF 372 & 61 | 142.47 | 1.55 | 2.64 | 0.76 | 2.08 | 0 |  |  |  | 697988734463 | 69798873446 | https://www.milwaukeevalve.com/wp-content/uploads/spec-sheets/UPBA100100S.pdf | https://www.milwaukeevalve.com/wp-content/uploads/ioms/UPThreadedEndIOM.pdf |  | 02/19/20
UTP722 | UPBA-100P2A 12 | A | UPBA100 P2 | UPBA100P2/UPBA400P2 | 1/2 | 46 | 0.5 | LOW LEAD BALL,2PC,BRONZE BODY,CP BRASS BALL,200 WOG @ 250 DEG F,PRESS ENDS,FULL PORT | 96.88 | 0.87 | 5.19 | 0 | 1.91 | 20 |  |  |  | 697988675674 | 69798867567 | https://www.milwaukeevalve.com/wp-content/uploads/spec-sheets/UPBA100100S.pdf | https://www.milwaukeevalve.com/wp-content/uploads/ioms/UPThreadedEndIOM.pdf | https://www.milwaukeevalve.com/wp-content/uploads/ioms/UltraPressIOM.pdf | 02/26/14
UTP722 | UPBA-100P2A 100 | A | UPBA100 P2 | UPBA100P2 | 1 | 46 | 1 | LOW LEAD BALL,2PC,BRONZE BODY,CP BRASS BALL,200 WOG @ 250 DEG F,PRESS ENDS,STANDARD PORT | 210.01 | 0.87 | 7.17 | 0 | 2.25 | 6 |  |  |  | 697988695627 | 69798869562 | https://www.milwaukeevalve.com/wp-content/uploads/spec-sheets/UPBA100100S.pdf | https://www.milwaukeevalve.com/wp-content/uploads/ioms/UPThreadedEndIOM.pdf | https://www.milwaukeevalve.com/wp-content/uploads/ioms/UltraPressIOM.pdf | 10/29/15
UTP722 | UPBA-100P2A 112 | A | UPBA100 P2 | UPBA100P2 | 1 1/2 | 46 | 1.5 | LOW LEAD BALL,2PC,BRONZE BODY,CP BRASS BALL,200 WOG @ 250 DEG F,PRESS ENDS,STANDARD PORT | 502.65 | 0.87 | 8.44 | 0 | 2.84 | 3 |  |  |  | 697988695641 | 69798869564 | https://www.milwaukeevalve.com/wp-content/uploads/spec-sheets/UPBA100100S.pdf | https://www.milwaukeevalve.com/wp-content/uploads/ioms/UPThreadedEndIOM.pdf | https://www.milwaukeevalve.com/wp-content/uploads/ioms/UltraPressIOM.pdf | 10/29/15
UTP722 | UPBA-100P2A 114 | A | UPBA100 P2 | UPBA100P2 | 1 1/4 | 46 | 1.25 | LOW LEAD BALL,2PC,BRONZE BODY,CP BRASS BALL,200 WOG @ 250 DEG F,PRESS ENDS,STANDARD PORT | 408.93 | 0.87 | 7.57 | 0 | 2.66 | 1 |  |  |  | 697988695634 | 69798869563 | https://www.milwaukeevalve.com/wp-content/uploads/spec-sheets/UPBA100100S.pdf | https://www.milwaukeevalve.com/wp-content/uploads/ioms/UPThreadedEndIOM.pdf | https://www.milwaukeevalve.com/wp-content/uploads/ioms/UltraPressIOM.pdf | 10/29/15
UTP722 | UPBA-100P2A 200 | A | UPBA100 P2 | UPBA100P2 | 2 | 46 | 2 | LOW LEAD BALL,2PC,BRONZE BODY,CP BRASS BALL,200 WOG @ 250 DEG F,PRESS ENDS,STANDARD PORT | 665.37 | 0.87 | 10.3 | 0 | 3 | 2 |  |  |  | 697988695658 | 69798869565 | https://www.milwaukeevalve.com/wp-content/uploads/spec-sheets/UPBA100100S.pdf | https://www.milwaukeevalve.com/wp-content/uploads/ioms/UPThreadedEndIOM.pdf | https://www.milwaukeevalve.com/wp-content/uploads/ioms/UltraPressIOM.pdf | 10/29/15
UTP722 | UPBA-100P2A 212 | A | UPBA100 P2 | UPBA100P2 | 2 1/2 | 46 | 2.5 | LOW LEAD BALL,2PC,BRONZE BODY,CP BRASS BALL,200 WOG @ 250 DEG F,PRESS ENDS,STANDARD PORT | 3606.16 | 13.65 | 12.02 | 0 | 3.44 | 1 |  |  |  | 697988713543 | 69798871354 | https://www.milwaukeevalve.com/wp-content/uploads/spec-sheets/UPBA100100S.pdf | https://www.milwaukeevalve.com/wp-content/uploads/ioms/UPThreadedEndIOM.pdf | https://www.milwaukeevalve.com/wp-content/uploads/ioms/UltraPressIOM.pdf | 02/01/18
UTP722 | UPBA-100P2A 300 | A | UPBA100 P2 | UPBA100P2 | 3 | 46 | 3 | LOW LEAD BALL,2PC,BRONZE BODY,CP BRASS BALL,200 WOG @ 250 DEG F,PRESS ENDS,STANDARD PORT | 4288.55 | 20.06 | 13.94 | 0 | 3.84 | 1 |  |  |  | 697988713550 | 69798871355 | https://www.milwaukeevalve.com/wp-content/uploads/spec-sheets/UPBA100100S.pdf | https://www.milwaukeevalve.com/wp-content/uploads/ioms/UPThreadedEndIOM.pdf | https://www.milwaukeevalve.com/wp-content/uploads/ioms/UltraPressIOM.pdf | 02/01/18
UTP722 | UPBA-100P2B 34 | B | UPBA100 P2 | UPBA100P2/UPBA400P2 | 3/4 | 46 | 0.75 | LOW LEAD BALL,2PC,BRONZE BODY,CP BRASS BALL,200 WOG @ 250 DEG F,PRESS ENDS,FULL PORT | 158.16 | 1.5 | 6.22 | 0 | 2.08 | 8 |  |  |  | 697988693647 | 69798869364 | https://www.milwaukeevalve.com/wp-content/uploads/spec-sheets/UPBA100100S.pdf | https://www.milwaukeevalve.com/wp-content/uploads/ioms/UPThreadedEndIOM.pdf | https://www.milwaukeevalve.com/wp-content/uploads/ioms/UltraPressIOM.pdf | 06/08/15
UTP722 | UPBA100P2MS 12 |  | UPBA100 P2-MS | UPBA100P2MS/UPBA400P2MS | 1/2 | 46 | 0.5 | LOW LEAD BALL,2PC,BRONZE BODY,CHROME PLATED BALL,200 WOG @ 250 DEG F,PRESS ENDS,FULL PORT,W/MEM STOP | 105.07 | 0.97 | 5.19 | 0 | 1.91 | 1 |  |  |  | 697988716339 | 69798871633 | https://www.milwaukeevalve.com/wp-content/uploads/spec-sheets/UPBA100100SP2OPT.pdf | https://www.milwaukeevalve.com/wp-content/uploads/ioms/UPThreadedEndIOM.pdf | https://www.milwaukeevalve.com/wp-content/uploads/ioms/UltraPressIOM.pdf | 05/18/18
UTP722 | UPBA100P2MS 34 |  | UPBA100 P2-MS | UPBA100P2MS/UPBA400P2MS | 3/4 | 46 | 0.75 | LOW LEAD BALL,2PC,BRONZE BODY,CHROME PLATED BALL,200 WOG @ 250 DEG F,PRESS ENDS,FULL PORT,W/MEM STOP | 166.36 | 1.55 | 6.22 | 0 | 2.08 | 1 |  |  |  | 697988716346 | 69798871634 | https://www.milwaukeevalve.com/wp-content/uploads/spec-sheets/UPBA100100SP2OPT.pdf | https://www.milwaukeevalve.com/wp-content/uploads/ioms/UPThreadedEndIOM.pdf | https://www.milwaukeevalve.com/wp-content/uploads/ioms/UltraPressIOM.pdf | 05/18/18
UTP722 | UPBA100P2TIH 12 |  | UPBA-100/UPBA-400 | UPBA100P2TIH/UPBA400P2TIH | 1/2 | 46 | 0.5 | LOW LEAD BALL,2PC,BRONZE BODY,CP BRASS BALL,200 WOG @ 250 DEG F,PRESS ENDS,W/TIH HANDLE,FULL PORT | 160.02 | 0 | 5.19 | 0 | 1.91 | 4 |  |  |  | 697988733190 | 69798873319 | https://www.milwaukeevalve.com/wp-content/uploads/images/products/ultrapure-lowlead/UPBA100100SP2.pdf | https://www.milwaukeevalve.com/wp-content/uploads/ioms/UltraPressIOM.pdf |  | 12/09/19
UTP722 | UPBA100P2TIH 34 |  | UPBA-100/UPBA-400 | UPBA100P2TIH/UPBA400P2TIH | 3/4 | 46 | 0.75 | LOW LEAD BALL,2PC,BRONZE BODY,CP BRASS BALL,200 WOG @ 250 DEG F,PRESS ENDS,W/TIH HANDLE,FULL PORT | 221.27 | 1.415 | 6.22 | 0 | 2.08 | 4 |  |  |  | 697988733206 | 69798873320 | https://www.milwaukeevalve.com/wp-content/uploads/images/products/ultrapure-lowlead/UPBA100100SP2.pdf | https://www.milwaukeevalve.com/wp-content/uploads/ioms/UltraPressIOM.pdf |  | 12/09/19
UTP722 | UPBA100P2TIH100 |  | UPBA-100 | UPBA100P2TIH | 1 | 46 | 1 | LOW LEAD BALL,2PC,BRONZE BODY,CP BRASS BALL,200 WOG @ 250 DEG F,PRESS ENDS,W/TIH HANDLE,STD PORT | 273.14 | 0 | 7.17 | 0 | 2.25 | 0 |  |  |  | 697988733145 | 69798873314 | https://www.milwaukeevalve.com/wp-content/uploads/images/products/ultrapure-lowlead/UPBA100100SP2.pdf | https://www.milwaukeevalve.com/wp-content/uploads/ioms/UltraPressIOM.pdf |  | 12/06/19
UTP722 | UPBA100P2TIH112 |  | UPBA-100 | UPBA100P2TIH | 1 1/2 | 46 | 1.5 | LOW LEAD BALL,2PC,BRONZE BODY,CP BRASS BALL,200 WOG @ 250 DEG F,PRESS ENDS,W/TIH HANDLE,STD PORT | 593.41 | 0 | 8.44 | 0 | 2.84 | 0 |  |  |  | 697988733176 | 69798873317 | https://www.milwaukeevalve.com/wp-content/uploads/images/products/ultrapure-lowlead/UPBA100100SP2.pdf | https://www.milwaukeevalve.com/wp-content/uploads/ioms/UltraPressIOM.pdf |  | 12/09/19
UTP722 | UPBA100P2TIH114 |  | UPBA-100 | UPBA100P2TIH | 1 1/4 | 46 | 1.25 | LOW LEAD BALL,2PC,BRONZE BODY,CP BRASS BALL,200 WOG @ 250 DEG F,PRESS ENDS,W/TIH HANDLE,STD PORT | 499.68 | 0 | 7.57 | 0 | 2.66 | 2 |  |  |  | 697988733169 | 69798873316 | https://www.milwaukeevalve.com/wp-content/uploads/images/products/ultrapure-lowlead/UPBA100100SP2.pdf | https://www.milwaukeevalve.com/wp-content/uploads/ioms/UltraPressIOM.pdf |  | 12/09/19
UTP722 | UPBA100P2TIH200 |  | UPBA-100 | UPBA100P2TIH | 2 | 46 | 2 | LOW LEAD BALL,2PC,BRONZE BODY,CP BRASS BALL,200 WOG @ 250 DEG F,PRESS ENDS,W/TIH HANDLE,STD PORT | 756.14 | 0 | 10.3 | 0 | 3 | 0 |  |  |  | 697988733183 | 69798873318 | https://www.milwaukeevalve.com/wp-content/uploads/images/products/ultrapure-lowlead/UPBA100100SP2.pdf | https://www.milwaukeevalve.com/wp-content/uploads/ioms/UltraPressIOM.pdf |  | 12/09/19
UTP722 | UPBA-100P2XH 12 | A | UPBA100 P2-XH | UPBA100P2XH/UPBA400P2XH | 1/2 | 46 | 0.5 | LOW LEAD BALL,2PC,BRONZE BODY,CP BRASS BALL,200 WOG @ 250 DEG F,PRESS ENDS,FULL PORT,EXT HANDLE | 120.06 | 0.87 | 5.19 | 0 | 1.91 | 10 |  |  |  | 697988711921 | 69798871192 | https://www.milwaukeevalve.com/wp-content/uploads/spec-sheets/UPBA100100SP2OPT.pdf | https://www.milwaukeevalve.com/wp-content/uploads/ioms/UPThreadedEndIOM.pdf | https://www.milwaukeevalve.com/wp-content/uploads/ioms/UltraPressIOM.pdf | 11/06/17
UTP722 | UPBA-100P2XH 34 | B | UPBA100 P2-XH | UPBA100P2XH/UPBA400P2XH | 3/4 | 46 | 0.75 | LOW LEAD BALL,2PC,BRONZE BODY,CP BRASS BALL,200 WOG @ 250 DEG F,PRESS ENDS,FULL PORT,EXT HANDLE | 181.32 | 1.415 | 6.22 | 0 | 2.08 | 6 |  |  |  | 697988697805 | 69798869780 | https://www.milwaukeevalve.com/wp-content/uploads/spec-sheets/UPBA100100SP2OPT.pdf | https://www.milwaukeevalve.com/wp-content/uploads/ioms/UPThreadedEndIOM.pdf | https://www.milwaukeevalve.com/wp-content/uploads/ioms/UltraPressIOM.pdf | 02/25/16
UTP722 | UPBA-100P2XH100 | A | UPBA100 P2-XH | UPBA100P2XH | 1 | 46 | 1 | LOW LEAD BALL,2PC,BRONZE BODY,CP BRASS BALL,200 WOG @ 250 DEG F,PRESS ENDS,STANDARD PORT,EXT HANDLE | 233.19 | 0.87 | 7.17 | 0 | 2.25 | 5 |  |  |  | 697988697812 | 69798869781 | https://www.milwaukeevalve.com/wp-content/uploads/spec-sheets/UPBA100100SP2OPT.pdf | https://www.milwaukeevalve.com/wp-content/uploads/ioms/UPThreadedEndIOM.pdf | https://www.milwaukeevalve.com/wp-content/uploads/ioms/UltraPressIOM.pdf | 02/25/16
UTP722 | UPBA-100P2XH112 | A | UPBA100 P2-XH | UPBA100P2XH | 1 1/2 | 46 | 1.5 | LOW LEAD BALL,2PC,BRONZE BODY,CP BRASS BALL,200 WOG @ 250 DEG F,PRESS ENDS,STANDARD PORT,EXT HANDLE | 543.61 | 0.87 | 8.44 | 0 | 2.84 | 2 |  |  |  | 697988711945 | 69798871194 | https://www.milwaukeevalve.com/wp-content/uploads/spec-sheets/UPBA100100SP2OPT.pdf | https://www.milwaukeevalve.com/wp-content/uploads/ioms/UPThreadedEndIOM.pdf | https://www.milwaukeevalve.com/wp-content/uploads/ioms/UltraPressIOM.pdf | 11/06/17
UTP722 | UPBA-100P2XH114 | A | UPBA100 P2-XH | UPBA100P2XH | 1 1/4 | 46 | 1.25 | LOW LEAD BALL,2PC,BRONZE BODY,CP BRASS BALL,200 WOG @ 250 DEG F,PRESS ENDS,STANDARD PORT,EXT HANDLE | 449.87 | 0.87 | 7.57 | 0 | 2.66 | 1 |  |  |  | 697988711938 | 69798871193 | https://www.milwaukeevalve.com/wp-content/uploads/spec-sheets/UPBA100100SP2OPT.pdf | https://www.milwaukeevalve.com/wp-content/uploads/ioms/UPThreadedEndIOM.pdf | https://www.milwaukeevalve.com/wp-content/uploads/ioms/UltraPressIOM.pdf | 11/06/17
UTP722 | UPBA-100P2XH200 | A | UPBA100 P2-XH | UPBA100P2XH | 2 | 46 | 2 | LOW LEAD BALL,2PC,BRONZE BODY,CP BRASS BALL,200 WOG @ 250 DEG F,PRESS ENDS,STANDARD PORT,EXT HANDLE | 706.34 | 0.87 | 10.3 | 0 | 3 | 1 |  |  |  | 697988711952 | 69798871195 | https://www.milwaukeevalve.com/wp-content/uploads/spec-sheets/UPBA100100SP2OPT.pdf | https://www.milwaukeevalve.com/wp-content/uploads/ioms/UPThreadedEndIOM.pdf | https://www.milwaukeevalve.com/wp-content/uploads/ioms/UltraPressIOM.pdf | 11/06/17
UTP722 | UPBA-100P2XH212 | A | UPBA100 P2-XH | UPBA100P2XH | 2 1/2 | 46 | 2.5 | LOW LEAD BALL,2PC,BRONZE BODY,CP BRASS BALL,200 WOG @ 250 DEG F,PRESS ENDS,STANDARD PORT,EXT HANDLE | 3647.14 | 13.88 | 12.02 | 0 | 5.69 | 1 |  |  |  | 697988714700 | 69798871470 | https://www.milwaukeevalve.com/wp-content/uploads/spec-sheets/UPBA100100SP2OPT.pdf | https://www.milwaukeevalve.com/wp-content/uploads/ioms/UPThreadedEndIOM.pdf | https://www.milwaukeevalve.com/wp-content/uploads/ioms/UltraPressIOM.pdf | 03/12/18
UTP722 | UPBA-100P2XH300 | A | UPBA100 P2-XH | UPBA100P2XH | 3 | 46 | 3 | LOW LEAD BALL,2PC,BRONZE BODY,CP BRASS BALL,200 WOG @ 250 DEG F,PRESS ENDS,STANDARD PORT,EXT HANDLE | 4329.49 | 20.59 | 13.94 | 0 | 6.09 | 1 |  |  |  | 697988714717 | 69798871471 | https://www.milwaukeevalve.com/wp-content/uploads/spec-sheets/UPBA100100SP2OPT.pdf | https://www.milwaukeevalve.com/wp-content/uploads/ioms/UPThreadedEndIOM.pdf | https://www.milwaukeevalve.com/wp-content/uploads/ioms/UltraPressIOM.pdf | 03/12/18
UTP722 | UPBA-100P2XM 12 | A | UPBA100 P2-XM | UPBA100P2XM/UPBA400P2XM | 1/2 | 46 | 0.5 | LOW LEAD BALL,2PC,BRONZE BODY,CP BRASS BALL,200 WOG @ 250 DEG F,PRESS ENDS,W/MEM STOP,FULL PORT | 162.94 | 1.25 | 5.19 | 0 | 1.91 | 10 |  |  |  | 697988722583 | 69798872258 | https://www.milwaukeevalve.com/wp-content/uploads/spec-sheets/UPBA100100SP2OPT.pdf | https://www.milwaukeevalve.com/wp-content/uploads/ioms/UPThreadedEndIOM.pdf | https://www.milwaukeevalve.com/wp-content/uploads/ioms/UltraPressIOM.pdf | 12/21/18
UTP722 | UPBA-100P2XM 34 | B | UPBA100 P2-XM | UPBA100P2XM/UPBA400P2XM | 3/4 | 46 | 0.75 | LOW LEAD BALL,2PC,BRONZE BODY,CP BRASS BALL,200 WOG @ 250 DEG F,PRESS ENDS,W/MEM STOP,FULL PORT | 224.2 | 2 | 6.22 | 0 | 2.08 | 6 |  |  |  | 697988722590 | 69798872259 | https://www.milwaukeevalve.com/wp-content/uploads/spec-sheets/UPBA100100SP2OPT.pdf | https://www.milwaukeevalve.com/wp-content/uploads/ioms/UPThreadedEndIOM.pdf | https://www.milwaukeevalve.com/wp-content/uploads/ioms/UltraPressIOM.pdf | 12/21/18
UTP722 | UPBA-100S A 12 | A | UPBA100S | UPBA100S/UPBA400S/UP8503/UP8303A | 1/2 | 46 | 0.5 | LOW LEAD BRONZE,BALL,2PC,FULL PORT,SS BALL/STEM,600 WOG,THREADED ENDS,NSF 372 & 61 | 118.9 | 0.64 | 2.19 | 0.5 | 1.91 | 10 | 6.625 | 5.1875 | 2.8125 | 697988614840 | 69798861484 | https://www.milwaukeevalve.com/wp-content/uploads/spec-sheets/UPBA100100S.pdf | https://www.milwaukeevalve.com/wp-content/uploads/ioms/UPThreadedEndIOM.pdf |  | 06/23/09
UTP722 | UPBA-100S A 14 | A | UPBA100S | UPBA100S/UPBA400S/UP8503/UP8303A | 1/4 | 46 | 0.25 | LOW LEAD BRONZE,BALL,2PC,FULL PORT,SS BALL/STEM,600 WOG,THREADED ENDS,NSF 372 & 61 | 118.9 | 0.535 | 1.86 | 0.38 | 1.78 | 10 | 6.625 | 5.1875 | 2.8125 | 697988614857 | 69798861485 | https://www.milwaukeevalve.com/wp-content/uploads/spec-sheets/UPBA100100S.pdf | https://www.milwaukeevalve.com/wp-content/uploads/ioms/UPThreadedEndIOM.pdf |  | 06/23/09
UTP722 | UPBA-100S A 38 | A | UPBA100S | UPBA100S/UPBA400S/UP8503/UP8303A | 3/8 | 46 | 0.375 | LOW LEAD BRONZE,BALL,2PC,FULL PORT,SS BALL/STEM,600 WOG,THREADED ENDS,NSF 372 & 61 | 118.9 | 0.5 | 1.86 | 0.38 | 1.81 | 10 | 6.625 | 5.1875 | 2.8125 | 697988614871 | 69798861487 | https://www.milwaukeevalve.com/wp-content/uploads/spec-sheets/UPBA100100S.pdf | https://www.milwaukeevalve.com/wp-content/uploads/ioms/UPThreadedEndIOM.pdf |  | 06/23/09
UTP722 | UPBA-100S A 100 | A | UPBA100S | UPBA100S/UP8503 | 1 | 46 | 1 | LOW LEAD BRONZE,BALL,2PC,STANDARD PORT,SS BALL/STEM,600 WOG,THREADED ENDS,NSF 372 & 61 | 251.76 | 1.455 | 3.17 | 0.88 | 2.25 | 6 | 7.5 | 5.5625 | 3.25 | 697988613140 | 69798861314 | https://www.milwaukeevalve.com/wp-content/uploads/spec-sheets/UPBA100100S.pdf | https://www.milwaukeevalve.com/wp-content/uploads/ioms/UPThreadedEndIOM.pdf |  | 06/22/09
UTP722 | UPBA-100S A 112 | A | UPBA100S | UPBA100S/UP8503 | 1 1/2 | 46 | 1.5 | LOW LEAD BRONZE,BALL,2PC,STANDARD PORT,SS BALL/STEM,600 WOG,THREADED ENDS,NSF 372 & 61 | 588.09 | 3.355 | 3.96 | 1.31 | 2.84 | 4 | 9.25 | 6.75 | 3.875 | 697988613164 | 69798861316 | https://www.milwaukeevalve.com/wp-content/uploads/spec-sheets/UPBA100100S.pdf | https://www.milwaukeevalve.com/wp-content/uploads/ioms/UPThreadedEndIOM.pdf |  | 06/22/09
UTP722 | UPBA-100S A 114 | A | UPBA100S | UPBA100S/UP8503 | 1 1/4 | 46 | 1.25 | LOW LEAD BRONZE,BALL,2PC,STANDARD PORT,SS BALL/STEM,600 WOG,THREADED ENDS,NSF 372 & 61 | 436.79 | 2.485 | 3.5 | 1.06 | 2.66 | 6 | 9.25 | 6.75 | 3.875 | 697988613157 | 69798861315 | https://www.milwaukeevalve.com/wp-content/uploads/spec-sheets/UPBA100100S.pdf | https://www.milwaukeevalve.com/wp-content/uploads/ioms/UPThreadedEndIOM.pdf |  | 06/22/09
UTP722 | UPBA-100S A 200 | A | UPBA100S | UPBA100S/UP8503 | 2 | 46 | 2 | LOW LEAD BRONZE,BALL,2PC,STANDARD PORT,SS BALL/STEM,600 WOG,THREADED ENDS,NSF 372 & 61 | 789.12 | 4.38 | 4.3 | 1.56 | 3 | 4 | 10.625 | 6.75 | 3.875 | 697988613171 | 69798861317 | https://www.milwaukeevalve.com/wp-content/uploads/spec-sheets/UPBA100100S.pdf | https://www.milwaukeevalve.com/wp-content/uploads/ioms/UPThreadedEndIOM.pdf |  | 06/22/09
UTP722 | UPBA-100S A 212 | A | UPBA100S | UPBA100S/UP8503 | 2 1/2 | 46 | 2.5 | LOW LEAD BRONZE,BALL,2PC,STANDARD PORT,SS BALL/STEM,600 WOG,THREADED ENDS,NSF 372 & 61 | 2709.23 | 10.34 | 5.58 | 0 | 3.44 | 1 | 8 | 6 | 5 | 697988699243 | 69798869924 | https://www.milwaukeevalve.com/wp-content/uploads/spec-sheets/UPBA100100S.pdf | https://www.milwaukeevalve.com/wp-content/uploads/ioms/UPThreadedEndIOM.pdf |  | 05/09/16
UTP722 | UPBA-100S A 300 | A | UPBA100S | UPBA100S/UP8503 | 3 | 46 | 3 | LOW LEAD BRONZE,BALL,2PC,STANDARD PORT,SS BALL/STEM,600 WOG,THREADED ENDS,NSF 372 & 61 | 3087.61 | 16.3 | 6.17 | 0 | 3.84 | 1 | 5 | 5.375 | 6.25 | 697988699236 | 69798869923 | https://www.milwaukeevalve.com/wp-content/uploads/spec-sheets/UPBA100100S.pdf | https://www.milwaukeevalve.com/wp-content/uploads/ioms/UPThreadedEndIOM.pdf |  | 05/09/16
UTP722 | UPBA-100S B 34 | B | UPBA100S | UPBA100S/UPBA400S/UP8503/UP8303A | 3/4 | 46 | 0.75 | LOW LEAD BRONZE,BALL,2PC,FULL PORT,SS BALL/STEM,600 WOG,THREADED ENDS,NSF 372 & 61 | 216.18 | 1.13 | 2.64 | 0.76 | 2.08 | 6 | 6.625 | 5.1875 | 2.8125 | 697988681163 | 69798868116 | https://www.milwaukeevalve.com/wp-content/uploads/spec-sheets/UPBA100100S.pdf | https://www.milwaukeevalve.com/wp-content/uploads/ioms/UPThreadedEndIOM.pdf |  | 08/07/14
UTP722 | UPBA100S LOB 34 |  | UPBA100S LO | UPBA100SLO/UPBA400SLO/UP850304/UP8303A04 | 3/4 | 46 | 0.75 | LOW LEAD BRONZE,BALL,2PC,F-PORT,SS BALL/STEM,600 WOG,THREADED ENDS,LCKNG OVAL HND,NSF 372 & 61,REV B | 304.91 | 0 | 2.64 | 0.76 | 2.08 | 0 |  |  |  | 697988758483 | 69798875848 | https://www.milwaukeevalve.com/wp-content/uploads/spec-sheets/UPBA100100SOPT.pdf | https://www.milwaukeevalve.com/wp-content/uploads/ioms/UPThreadedEndIOM.pdf |  | 10/05/21
UTP722 | UPBA-100SHA 12 | A | UPBA-100/UPBA-400/UP8501/UP8301A | UPBA100SH/UPBA400SH/UP8503H/UP8303H | 1/2 | 46 | 0.5 | LOW LEAD BRONZE,BALL,2PC,FULL PORT,SS BALL/STEM,600 WOG,THREADED x HOSE END | 165.85 | 0.705 | 2.19 | 0 | 1.91 | 1 |  |  |  | 697988715981 | 69798871598 | https://www.milwaukeevalve.com/wp-content/uploads/spec-sheets/UPBA100100S.pdf | https://www.milwaukeevalve.com/wp-content/uploads/ioms/UPThreadedEndIOM.pdf |  | 04/26/18
UTP722 | UPBA-100SHB 34 | B | UPBA-100S/UPBA-400S/UP8503/UP8303A | UPBA100SH/UPBA400SH/UP8503H/UP8303A | 3/4 | 46 | 0.75 | LOW LEAD BRONZE,BALL,2PC,FULL PORT,SS BALL/STEM,600 WOG,THREADEDxHOSE ENDS | 257.29 | 1.1 | 2.64 | 0.76 | 2.08 | 1 |  |  |  | 697988715998 | 69798871599 | https://www.milwaukeevalve.com/wp-content/uploads/spec-sheets/UPBA100100S.pdf | https://www.milwaukeevalve.com/wp-content/uploads/ioms/UPThreadedEndIOM.pdf |  | 04/26/18
UTP722 | UPBA100SLDA 12 | A | UPBA100S-LD | UPBA100SLD/UPBA400SLD/UP850307/UP8303A07 | 1/2 | 46 | 0.5 | LOW LEAD BRONZE,BALL,2PC,FULL PORT,SS BALL/STEM,600 WOG,THREADED,LOCKING HANDLE,NSF 372 & 61 | 138.32 | 0.685 | 2.19 | 0.5 | 3.16 | 8 | 6.625 | 5.1875 | 2.8125 | 697988682665 | 69798868266 | https://www.milwaukeevalve.com/wp-content/uploads/spec-sheets/UPBA100100SOPT.pdf | https://www.milwaukeevalve.com/wp-content/uploads/ioms/UPThreadedEndIOM.pdf |  | 11/12/14
UTP722 | UPBA100SLDA 14 | A | UPBA100S-LD | UPBA100SLD/UPBA400SLD/UP8503-07/UP8303A | 1/4 | 46 | 0.25 | LOW LEAD BRONZE,BALL,2PC,FULL PORT,SS BALL/STEM,600 WOG,THREADED ENDS,W/LOCKING HANDLE,NSF 372 & 61 | 138.32 | 3.5 | 1.86 | 0.38 | 1.78 | 10 | 7.5 | 5.5625 | 3.25 | 697988709577 | 69798870957 | https://www.milwaukeevalve.com/wp-content/uploads/spec-sheets/UPBA100100SOPT.pdf | https://www.milwaukeevalve.com/wp-content/uploads/ioms/UPThreadedEndIOM.pdf |  | 08/10/17
UTP722 | UPBA100SLDA 38 | A | UPBA100S-LD | UPBA100SLD/UPBA400SLD/UP8503-07/UP8303A | 3/8 | 46 | 0.375 | LOW LEAD BRONZE,BALL,2PC,FULL PORT,SS BALL/STEM,600 WOG,THREADED ENDS,W/LOCKING HANDLE,NSF 372 & 61 | 138.32 | 3.5 | 1.86 | 0.38 | 1.81 | 10 | 7.5 | 5.5625 | 3.25 | 697988709560 | 69798870956 | https://www.milwaukeevalve.com/wp-content/uploads/spec-sheets/UPBA100100SOPT.pdf | https://www.milwaukeevalve.com/wp-content/uploads/ioms/UPThreadedEndIOM.pdf |  | 08/10/17
UTP722 | UPBA100SLDA 100 | A | UPBA100S-LD | UPBA100SLD/UP850307 | 1 | 46 | 1 | LOW LEAD BRONZE,BALL,2PC,STANDARD PORT,SS BALL/STEM,600 WOG,THREADED,LOCKING HANDLE,NSF 372 & 61 | 277.64 | 1.495 | 3.17 | 0.88 | 2.25 | 1 | 7.5 | 5.5625 | 3.25 | 697988682696 | 69798868269 | https://www.milwaukeevalve.com/wp-content/uploads/spec-sheets/UPBA100100SOPT.pdf | https://www.milwaukeevalve.com/wp-content/uploads/ioms/UPThreadedEndIOM.pdf |  | 11/12/14
UTP722 | UPBA100SLDA 112 | A | UPBA100S-LD | UPBA100SLD/UP850307 | 1 1/2 | 46 | 1.5 | LOW LEAD BRONZE,BALL,2PC,STANDARD PORT,SS BALL/STEM,600 WOG,THREADED,LOCKING HANDLE,NSF 372 & 61 | 627.11 | 3.5 | 3.96 | 1.31 | 2.84 | 1 | 9.25 | 6.75 | 3.875 | 697988682719 | 69798868271 | https://www.milwaukeevalve.com/wp-content/uploads/spec-sheets/UPBA100100SOPT.pdf | https://www.milwaukeevalve.com/wp-content/uploads/ioms/UPThreadedEndIOM.pdf |  | 11/12/14
UTP722 | UPBA100SLDA 114 | A | UPBA100S-LD | UPBA100SLD/UP850307 | 1 1/4 | 46 | 1.25 | LOW LEAD BRONZE,BALL,2PC,STANDARD PORT,SS BALL/STEM,600 WOG,THREADED,LOCKING HANDLE,NSF 372 & 61 | 475.78 | 2.5 | 3.5 | 1.06 | 2.66 | 1 | 9.25 | 6.75 | 3.875 | 697988682702 | 69798868270 | https://www.milwaukeevalve.com/wp-content/uploads/spec-sheets/UPBA100100SOPT.pdf | https://www.milwaukeevalve.com/wp-content/uploads/ioms/UPThreadedEndIOM.pdf |  | 11/12/14
UTP722 | UPBA100SLDA 200 | A | UPBA100S-LD | UPBA100SLD/UP850307 | 2 | 46 | 2 | LOW LEAD BRONZE,BALL,2PC,STANDARD PORT,SS BALL/STEM,600 WOG,THREADED,LOCKING HANDLE,NSF 372 & 61 | 828.11 | 4.6 | 4.3 | 1.56 | 3 | 1 | 0 | 0 | 0 | 697988682726 | 69798868272 | https://www.milwaukeevalve.com/wp-content/uploads/spec-sheets/UPBA100100SOPT.pdf | https://www.milwaukeevalve.com/wp-content/uploads/ioms/UPThreadedEndIOM.pdf |  | 11/12/14
UTP722 | UPBA100SLDB 34 | B | UPBA100S-LD | UPBA100SLD/UPBA400SLD/UP850307/UP8303A07 | 3/4 | 46 | 0.75 | LOW LEAD BRONZE,BALL,2PC,F-PORT,SS BALL/STEM,600 WOG,THREADED ENDS,LOCKING HANDLE,NSF 372 & 61,REV B | 242.07 | 1.165 | 2.64 | 0.76 | 2.08 | 1 |  |  |  | 697988695740 | 69798869574 | https://www.milwaukeevalve.com/wp-content/uploads/spec-sheets/UPBA100100SOPT.pdf | https://www.milwaukeevalve.com/wp-content/uploads/ioms/UPThreadedEndIOM.pdf |  | 11/03/15
UTP722 | UPBA100SMSB 34 | B | UPBA100S-MS | UPBA100SMS/UPBA400SMS/UP850302/UP8303A02 | 3/4 | 46 | 0.75 | LOW LEAD BRONZE,BALL,2PC,FULL PORT,SS BALL/STEM,600 WOG,THREADED,MEM STOP,NSF 372 & 61,REV B | 224.38 | 1.295 | 2.64 | 0.76 | 2.08 | 1 |  |  |  | 697988703414 | 69798870341 | https://www.milwaukeevalve.com/wp-content/uploads/spec-sheets/UPBA100100SOPT.pdf | https://www.milwaukeevalve.com/wp-content/uploads/ioms/UPThreadedEndIOM.pdf |  | 11/22/16
UTP722 | UPBA-100SP2A 12 | A | UPBA100S P2 | UPBA100SP2/UPBA400SP2 | 1/2 | 46 | 0.5 | LOW LEAD BALL,2PC,BRONZE BODY,STAINLESS BALL/STEM,200 WOG @ 250 DEG F,PRESS ENDS,FULL PORT | 139.44 | 0.9 | 5.19 | 0 | 1.91 | 20 |  |  |  | 697988693555 | 69798869355 | https://www.milwaukeevalve.com/wp-content/uploads/spec-sheets/ba100100sp2.pdf.pdf | https://www.milwaukeevalve.com/wp-content/uploads/ioms/UPThreadedEndIOM.pdf | https://www.milwaukeevalve.com/wp-content/uploads/ioms/UltraPressIOM.pdf | 06/05/15
UTP722 | UPBA-100SP2A100 | A | UPBA100S P2 | UPBA100SP2 | 1 | 46 | 1 | LOW LEAD BALL,2PC,BRONZE BODY,STAINLESS BALL/STEM,200 WOG @ 250 DEG F,PRESS ENDS,STD PORT | 323.21 | 2.12 | 7.17 | 0 | 2.25 | 4 |  |  |  | 697988695672 | 69798869567 | https://www.milwaukeevalve.com/wp-content/uploads/spec-sheets/ba100100sp2.pdf.pdf | https://www.milwaukeevalve.com/wp-content/uploads/ioms/UPThreadedEndIOM.pdf | https://www.milwaukeevalve.com/wp-content/uploads/ioms/UltraPressIOM.pdf | 10/30/15
UTP722 | UPBA-100SP2A112 | A | UPBA100S P2 | UPBA100SP2 | 1 1/2 | 46 | 1.5 | LOW LEAD BALL,2PC,BRONZE BODY,STAINLESS BALL/STEM,200 WOG @ 250 DEG F,PRESS ENDS,STD PORT | 749.12 | 4.62 | 8.44 | 0 | 2.84 | 3 |  |  |  | 697988695696 | 69798869569 | https://www.milwaukeevalve.com/wp-content/uploads/spec-sheets/ba100100sp2.pdf.pdf | https://www.milwaukeevalve.com/wp-content/uploads/ioms/UPThreadedEndIOM.pdf | https://www.milwaukeevalve.com/wp-content/uploads/ioms/UltraPressIOM.pdf | 10/30/15
UTP722 | UPBA-100SP2A114 | A | UPBA100S P2 | UPBA100SP2 | 1 1/4 | 46 | 1.25 | LOW LEAD BALL,2PC,BRONZE BODY,STAINLESS BALL/STEM,200 WOG @ 250 DEG F,PRESS ENDS,STD PORT | 578.03 | 3.34 | 7.57 | 0 | 2.66 | 4 |  |  |  | 697988695689 | 69798869568 | https://www.milwaukeevalve.com/wp-content/uploads/spec-sheets/ba100100sp2.pdf.pdf | https://www.milwaukeevalve.com/wp-content/uploads/ioms/UPThreadedEndIOM.pdf | https://www.milwaukeevalve.com/wp-content/uploads/ioms/UltraPressIOM.pdf | 10/30/15
UTP722 | UPBA-100SP2A200 | A | UPBA100S P2 | UPBA100SP2 | 2 | 46 | 2 | LOW LEAD BALL,2PC,BRONZE BODY,STAINLESS BALL/STEM,200 WOG @ 250 DEG F,PRESS ENDS,STD PORT | 1024.21 | 0.87 | 10.3 | 0 | 3 | 2 |  |  |  | 697988695702 | 69798869570 | https://www.milwaukeevalve.com/wp-content/uploads/spec-sheets/ba100100sp2.pdf.pdf | https://www.milwaukeevalve.com/wp-content/uploads/ioms/UPThreadedEndIOM.pdf | https://www.milwaukeevalve.com/wp-content/uploads/ioms/UltraPressIOM.pdf | 10/30/15
UTP722 | UPBA-100SP2A212 | A | UPBA100S P2 | UPBA100SP2 | 2 1/2 | 46 | 2.5 | LOW LEAD BALL,2PC,BRONZE BODY,STAINLESS BALL/STEM,200 WOG @ 250 DEG F,PRESS ENDS,STD PORT | 4134.79 | 12.7 | 12.02 | 0 | 3.44 | 1 |  |  |  | 697988713567 | 69798871356 | https://www.milwaukeevalve.com/wp-content/uploads/spec-sheets/ba100100sp2.pdf.pdf | https://www.milwaukeevalve.com/wp-content/uploads/ioms/UPThreadedEndIOM.pdf | https://www.milwaukeevalve.com/wp-content/uploads/ioms/UltraPressIOM.pdf | 02/01/18
UTP722 | UPBA-100SP2A300 | A | UPBA100S P2 | UPBA100SP2 | 3 | 46 | 3 | LOW LEAD BALL,2PC,BRONZE BODY,STAINLESS BALL/STEM,200 WOG @ 250 DEG F,PRESS ENDS,STD PORT | 5160.98 | 19.7 | 13.94 | 0 | 3.84 | 1 |  |  |  | 697988713574 | 69798871357 | https://www.milwaukeevalve.com/wp-content/uploads/spec-sheets/ba100100sp2.pdf.pdf | https://www.milwaukeevalve.com/wp-content/uploads/ioms/UPThreadedEndIOM.pdf | https://www.milwaukeevalve.com/wp-content/uploads/ioms/UltraPressIOM.pdf | 02/01/18
UTP722 | UPBA-100SP2B 34 | B | UPBA100S P2 | UPBA100SP2/UPBA400SP2 | 3/4 | 46 | 0.75 | LOW LEAD BALL,2PC,BRONZE BODY,STAINLESS BALL/STEM,200 WOG @ 250 DEG F,PRESS ENDS,FULL PORT | 248.94 | 1.52 | 6.22 | 0 | 2.08 | 8 |  |  |  | 697988693562 | 69798869356 | https://www.milwaukeevalve.com/wp-content/uploads/spec-sheets/ba100100sp2.pdf.pdf | https://www.milwaukeevalve.com/wp-content/uploads/ioms/UPThreadedEndIOM.pdf | https://www.milwaukeevalve.com/wp-content/uploads/ioms/UltraPressIOM.pdf | 06/05/15
UTP722 | UPBA100SP2TIH12 | A | UPBA100S P2-TIH | UPBA100SP2TIH/UPBA400SP2TIH | 1/2 | 46 | 0.5 | LOW LEAD BALL,2PC,BRONZE BODY,SS BALL/STEM,200 WOG @ 250 DEG F,PRESS ENDS,FULL PORT,W/THRML INS HNDL | 202.57 | 0.59 | 5.19 | 0 | 5.47 | 4 |  |  |  | 697988696136 | 69798869613 | https://www.milwaukeevalve.com/wp-content/uploads/spec-sheets/UPBA100100SP2TIH.pdf | https://www.milwaukeevalve.com/wp-content/uploads/ioms/UPThreadedEndIOM.pdf | https://www.milwaukeevalve.com/wp-content/uploads/ioms/UltraPressIOM.pdf | 11/20/15
UTP722 | UPBA100SP2TIH34 | B | UPBA100S P2-TIH | UPBA100SP2TIH/UPBA400SP2TIH | 3/4 | 46 | 0.75 | LOW LEAD BALL,2PC,BRONZE BODY,SS BALL/STEM,200 WOG @ 250 DEG F,PRESS ENDS,FULL PORT,W/THRML INS HNDL | 312.04 | 2.04 | 6.22 | 0 | 5.64 | 4 |  |  |  | 697988696143 | 69798869614 | https://www.milwaukeevalve.com/wp-content/uploads/spec-sheets/UPBA100100SP2TIH.pdf | https://www.milwaukeevalve.com/wp-content/uploads/ioms/UPThreadedEndIOM.pdf | https://www.milwaukeevalve.com/wp-content/uploads/ioms/UltraPressIOM.pdf | 11/20/15
UTP722 | UPBA100STIH 12 | A | UPBA100S-TIH | UPBA100STIH/UPBA400STIH/UP850316/UP8303A16 | 1/2 | 46 | 0.5 | LOW LEAD BRONZE,BALL,2PC,FULL PORT,SS BALL/STEM,600 WOG,THREADED,INSULATOR HANDLE,NSF 372 & 61 | 182.04 | 1.35 | 2.19 | 0.5 | 5.41 | 4 |  |  |  | 697988682245 | 69798868224 | https://www.milwaukeevalve.com/wp-content/uploads/spec-sheets/UPBA100100STIH.pdf | https://www.milwaukeevalve.com/wp-content/uploads/ioms/UPThreadedEndIOM.pdf |  | 10/24/14
UTP722 | UPBA100STIH 14 | A | UPBA100S-TIH | UPBA100STIH/UPBA400STIH/UP850316/UP8303A16 | 1/4 | 46 | 0.25 | LOW LEAD BRONZE,BALL,2PC,FULL PORT,SS BALL/STEM,600 WOG,THREADED,INSULATOR HANDLE,NSF 372 & 61 | 182.04 | 1.4 | 1.86 | 0.38 | 5.28 | 1 |  |  |  | 697988682221 | 69798868222 | https://www.milwaukeevalve.com/wp-content/uploads/spec-sheets/UPBA100100STIH.pdf | https://www.milwaukeevalve.com/wp-content/uploads/ioms/UPThreadedEndIOM.pdf |  | 10/24/14
UTP722 | UPBA100STIH 38 | A | UPBA100S-TIH | UPBA100STIH/UPBA400STIH/UP850316/UP8303A16 | 3/8 | 46 | 0.375 | LOW LEAD BRONZE,BALL,2PC,FULL PORT,SS BALL/STEM,600 WOG,THREADED,INSULATOR HANDLE,NSF 372 & 61 | 182.04 | 1.1 | 1.86 | 0.38 | 5.31 | 1 |  |  |  | 697988682238 | 69798868223 | https://www.milwaukeevalve.com/wp-content/uploads/spec-sheets/UPBA100100STIH.pdf | https://www.milwaukeevalve.com/wp-content/uploads/ioms/UPThreadedEndIOM.pdf |  | 10/24/14
UTP722 | UPBA100STIHB 34 | B | UPBA100S-TIH | UPBA100STIH/UPBA400STIH/UP850316/UP8303A16 | 3/4 | 46 | 0.75 | LOW LEAD BRONZE,BALL,2PC,FULL PORT,SS BALL/STEM,600 WOG,NPT ENDS,THERMAL INS HNDL,NSF 372 & 61,REV B | 279.3 | 1.64 | 2.64 | 0.76 | 2.08 | 4 |  |  |  | 697988693364 | 69798869336 | https://www.milwaukeevalve.com/wp-content/uploads/spec-sheets/UPBA100100STIH.pdf | https://www.milwaukeevalve.com/wp-content/uploads/ioms/UPThreadedEndIOM.pdf |  | 06/02/15
UTP722 | UPBA100SXHA 12 | A | UPBA100S-XH | UPBA100SXH/UPBA400SXH/UP850306/UP8303A06 | 1/2 | 46 | 0.5 | LOW LEAD BRONZE,BALL,2PC,FULL PORT,SS BALL/STEM,600 WOG,THREADED,EXT STEM HANDLE,NSF 372 & 61 | 142.1 | 0.71 | 2.19 | 0.5 | 4.16 | 22 | 20.875 | 10.1875 | 2.25 | 697988659889 | 69798865988 | https://www.milwaukeevalve.com/wp-content/uploads/spec-sheets/UPBA100100SOPT.pdf | https://www.milwaukeevalve.com/wp-content/uploads/ioms/UPThreadedEndIOM.pdf |  | 10/30/12
UTP722 | UPBA100SXHA 14 | A | UPBA100S-XH | UPBA100SXH/UPBA400SXH/UP850306/UP8303A06 | 1/4 | 46 | 0.25 | LOW LEAD BRONZE,BALL,2PC,FULL PORT,SS BALL/STEM,600 WOG,THREADED,EXT STEM HANDLE,NSF 372 & 61 | 142.1 | 0.665 | 1.86 | 0.38 | 4.03 | 24 | 20.875 | 10.1875 | 2.25 | 697988659674 | 69798865967 | https://www.milwaukeevalve.com/wp-content/uploads/spec-sheets/UPBA100100SOPT.pdf | https://www.milwaukeevalve.com/wp-content/uploads/ioms/UPThreadedEndIOM.pdf |  | 10/16/12
UTP722 | UPBA100SXHA 38 | A | UPBA100S-XH | UPBA100SXH/UPBA400SXH/UP850306/UP8303A06 | 3/8 | 46 | 0.375 | LOW LEAD BRONZE,BALL,2PC,FULL PORT,SS BALL/STEM,600 WOG,THREADED,EXT STEM HANDLE,NSF 372 & 61 | 142.1 | 0.67 | 1.86 | 0.38 | 4.06 | 24 | 20.875 | 10.1875 | 2.25 | 697988659681 | 69798865968 | https://www.milwaukeevalve.com/wp-content/uploads/spec-sheets/UPBA100100SOPT.pdf | https://www.milwaukeevalve.com/wp-content/uploads/ioms/UPThreadedEndIOM.pdf |  | 10/16/12
UTP722 | UPBA100SXHA 100 | A | UPBA100S-XH | UPBA100SXH/UP850306 | 1 | 46 | 1 | LOW LEAD BRONZE,BALL,2PC,STANDARD PORT,SS BALL/STEM,600 WOG,THREADED,EXT STEM HANDLE,NSF 372 & 61 | 274.94 | 1.65 | 3.17 | 0.88 | 4.5 | 12 | 7.5 | 5.5625 | 3.25 | 697988673021 | 69798867302 | https://www.milwaukeevalve.com/wp-content/uploads/spec-sheets/UPBA100100SOPT.pdf | https://www.milwaukeevalve.com/wp-content/uploads/ioms/UPThreadedEndIOM.pdf |  | 11/19/13
UTP722 | UPBA100SXHA 112 | A | UPBA100S-XH | UPBA100SXH/UP850306 | 1 1/2 | 46 | 1.5 | LOW LEAD BRONZE,BALL,2PC,STANDARD PORT,SS BALL/STEM,600 WOG,THREADED,EXT STEM HANDLE,NSF 372 & 61 | 629.05 | 3.615 | 3.96 | 1.31 | 5.09 | 1 | 9.25 | 6.75 | 3.875 | 697988673045 | 69798867304 | https://www.milwaukeevalve.com/wp-content/uploads/spec-sheets/UPBA100100SOPT.pdf | https://www.milwaukeevalve.com/wp-content/uploads/ioms/UPThreadedEndIOM.pdf |  | 11/19/13
UTP722 | UPBA100SXHA 114 | A | UPBA100S-XH | UPBA100SXH/UP850306 | 1 1/4 | 46 | 1.25 | LOW LEAD BRONZE,BALL,2PC,STANDARD PORT,SS BALL/STEM,600 WOG,THREADED,EXT STEM HANDLE,NSF 372 & 61 | 477.73 | 2.8 | 3.5 | 1.06 | 4.91 | 1 | 9.25 | 6.75 | 3.875 | 697988673038 | 69798867303 | https://www.milwaukeevalve.com/wp-content/uploads/spec-sheets/UPBA100100SOPT.pdf | https://www.milwaukeevalve.com/wp-content/uploads/ioms/UPThreadedEndIOM.pdf |  | 11/19/13
UTP722 | UPBA100SXHA 200 | A | UPBA100S-XH | UPBA100SXH/UP850306 | 2 | 46 | 2 | LOW LEAD BRONZE,BALL,2PC,STANDARD PORT,SS BALL/STEM,600 WOG,THREADED,EXT STEM HANDLE,NSF 372 & 61 | 830.06 | 4.715 | 4.3 | 1.56 | 5.25 | 5 | 16 | 11.3125 | 3.6875 | 697988673052 | 69798867305 | https://www.milwaukeevalve.com/wp-content/uploads/spec-sheets/UPBA100100SOPT.pdf | https://www.milwaukeevalve.com/wp-content/uploads/ioms/UPThreadedEndIOM.pdf |  | 11/19/13
UTP722 | UPBA100SXHB 34 | A | UPBA100S-XH | UPBA100SXH/UPBA400SXH/UP850306/UP8303A06 | 3/4 | 46 | 0.75 | LOW LEAD BRONZE,BALL,2PC,FULL PORT,SS BALL/STEM,600 WOG,THREADED,EXT STEM HANDLE,NSF 372 & 61,REV B | 239.35 | 1.295 | 2.64 | 0.76 | 4.33 | 18 | 20.875 | 10.1875 | 2.25 | 697988692947 | 69798869294 | https://www.milwaukeevalve.com/wp-content/uploads/spec-sheets/UPBA100100SOPT.pdf | https://www.milwaukeevalve.com/wp-content/uploads/ioms/UPThreadedEndIOM.pdf |  | 05/07/15
UTP722 | UPBA-100SXLD 12 | A | UPBA100S-XLD | UPBA100SXLD/UPBA400SXLD/UP850327/UP8303A27 | 1/2 | 46 | 0.5 | LOW LEAD BRONZE,BALL,2PC,FULL PORT,SS BALL/STEM,600 WOG,THREADED,LCKNG EXT STEM HANDLE,NSF 372 & 61 | 217.56 | 1.225 | 2.19 | 0.5 | 4.16 | 20 | 20.875 | 10.1875 | 2.25 | 697988694415 | 69798869441 | https://www.milwaukeevalve.com/wp-content/uploads/spec-sheets/UPBA100100SOPT.pdf | https://www.milwaukeevalve.com/wp-content/uploads/ioms/UPThreadedEndIOM.pdf |  | 08/28/15
UTP722 | UPBA-100SXLD100 |  | UPBA100S | UPBA100SXLD/UP850327 | 1 | 46 | 1 | LOW LEAD BRONZE,BALL,2PC,STANDARD PORT,SS BALL/STEM,600 WOG,THREADED,EXT.LOCKING HANDLE,NSF 372 & 61 | 368.17 | 0 | 3.17 | 0.88 | 2.25 | 0 |  |  |  | 697988747777 | 69798874777 | https://www.milwaukeevalve.com/wp-content/uploads/spec-sheets/UPBA100100SOPT.pdf | https://www.milwaukeevalve.com/wp-content/uploads/ioms/UPThreadedEndIOM.pdf |  | 06/22/21
UTP722 | UPBA-100SXLD112 |  | UPBA100S | UPBA100SXLD/UP850327 | 1 1/2 | 46 | 1.5 | LOW LEAD BRONZE,BALL,2PC,STANDARD PORT,SS BALL/STEM,600 WOG,THREADED,EXT.LOCKING HANDLE,NSF 372 & 61 | 741.99 | 0 | 3.96 | 1.31 | 2.84 | 0 |  |  |  | 697988747791 | 69798874779 | https://www.milwaukeevalve.com/wp-content/uploads/spec-sheets/UPBA100100SOPT.pdf | https://www.milwaukeevalve.com/wp-content/uploads/ioms/UPThreadedEndIOM.pdf |  | 06/22/21
UTP722 | UPBA-100SXLD114 |  | UPBA100S | UPBA100SXLD/UP850327 | 1 1/4 | 46 | 1.25 | LOW LEAD BRONZE,BALL,2PC,STANDARD PORT,SS BALL/STEM,600 WOG,THREADED,EXT.LOCKING HANDLE,NSF 372 & 61 | 590.69 | 0 | 3.5 | 1.06 | 2.66 | 0 |  |  |  | 697988747784 | 69798874778 | https://www.milwaukeevalve.com/wp-content/uploads/spec-sheets/UPBA100100SOPT.pdf | https://www.milwaukeevalve.com/wp-content/uploads/ioms/UPThreadedEndIOM.pdf |  | 06/22/21
UTP722 | UPBA-100SXLD200 |  | UPBA100S | UPBA100SXLD/UP850327 | 2 | 46 | 2 | LOW LEAD BRONZE,BALL,2PC,STANDARD PORT,SS BALL/STEM,600 WOG,THREADED,EXT.LOCKING HANDLE,NSF 372 & 61 | 943.02 | 0 | 4.3 | 1.56 | 3 | 0 |  |  |  | 697988747807 | 69798874780 | https://www.milwaukeevalve.com/wp-content/uploads/spec-sheets/UPBA100100SOPT.pdf | https://www.milwaukeevalve.com/wp-content/uploads/ioms/UPThreadedEndIOM.pdf |  | 06/22/21
UTP722 | UPBA100SXLDB 34 | B | UPBA100S-XLD | UPBA100SXLD/UPBA400SXLD/UP850327/UP8303A27 | 3/4 | 46 | 0.75 | LOW LEAD BRONZE,BALL,2PC,FULL PORT,SS BALL/STEM,600 WOG,NPT,LOCKING EXT HANDLE,NSF 372 & 61,REV B | 332.59 | 1.76 | 2.64 | 0.76 | 4.33 | 16 | 20.875 | 10.1875 | 2.25 | 697988694439 | 69798869443 | https://www.milwaukeevalve.com/wp-content/uploads/spec-sheets/UPBA100100SOPT.pdf | https://www.milwaukeevalve.com/wp-content/uploads/ioms/UPThreadedEndIOM.pdf |  | 08/28/15
UTP722 | UPBA100SXMA 12 | A | UPBA100S-XM | UPBA100SXM/UPBA400SXM/UP850309/UP8303A09 | 1/2 | 46 | 0.5 | LOW LEAD BRONZE,BALL,2PC,FULL PORT,SS BALL/STEM,600 WOG,NPT,EXT STEM W/MEM STOP HNDL,NSF 372 & 61 | 184.96 | 0.92 | 2.19 | 0.5 | 4.16 | 22 | 20.875 | 10.1875 | 2.25 | 697988701533 | 69798870153 | https://www.milwaukeevalve.com/wp-content/uploads/spec-sheets/UPBA100100SOPT.pdf | https://www.milwaukeevalve.com/wp-content/uploads/ioms/UPThreadedEndIOM.pdf |  | 09/02/16
UTP722 | UPBA100SXMA 14 | A | UPBA100S-XM | UPBA100SXM/UPBA400SXM/UP850309/UP8303A09 | 1/4 | 46 | 0.25 | LOW LEAD BRONZE,BALL,2PC,FULL PORT,SS BALL/STEM,600 WOG,NPT,EXT STEM W/MEM STOP HNDL,NSF 372 & 61 | 184.96 | 0.66 | 1.86 | 0.38 | 4.03 | 24 | 20.875 | 10.1875 | 2.25 | 697988701540 | 69798870154 | https://www.milwaukeevalve.com/wp-content/uploads/spec-sheets/UPBA100100SOPT.pdf | https://www.milwaukeevalve.com/wp-content/uploads/ioms/UPThreadedEndIOM.pdf |  | 09/02/16
UTP722 | UPBA100SXMA 38 | A | UPBA100S-XM | UPBA100SXM/UPBA400SXM/UP850309/UP8303A09 | 3/8 | 46 | 0.375 | LOW LEAD BRONZE,BALL,2PC,FULL PORT,SS BALL/STEM,600 WOG,NPT,EXT STEM W/MEM STOP HNDL,NSF 372 & 61 | 184.96 | 0.625 | 1.86 | 0.38 | 4.06 | 1 |  |  |  | 697988701557 | 69798870155 | https://www.milwaukeevalve.com/wp-content/uploads/spec-sheets/UPBA100100SOPT.pdf | https://www.milwaukeevalve.com/wp-content/uploads/ioms/UPThreadedEndIOM.pdf |  | 09/02/16
UTP722 | UPBA100SXMA 100 | A | UPBA100S-XM | UPBA100SXM/UP850309 | 1 | 46 | 1 | LOW LEAD BRONZE,BALL,2PC,STD PORT,SS BALL/STEM,600 WOG,NPT,EXT STEM W/MEM STOP HNDL,NSF 372 & 61 | 317.82 | 1.605 | 3.17 | 0.88 | 4.5 | 1 |  |  |  | 697988701564 | 69798870156 | https://www.milwaukeevalve.com/wp-content/uploads/spec-sheets/UPBA100100SOPT.pdf | https://www.milwaukeevalve.com/wp-content/uploads/ioms/UPThreadedEndIOM.pdf |  | 09/02/16
UTP722 | UPBA100SXMA 112 | A | UPBA100S-XM | UPBA100SXM/UP850309 | 1 1/2 | 46 | 1.5 | LOW LEAD BRONZE,BALL,2PC,STD PORT,SS BALL/STEM,600 WOG,THREADED,EXT HANDLE W/MEM STOP,NSF 372 & 61 | 667.28 | 3.88 | 3.96 | 1.31 | 5.09 | 1 |  |  |  | 697988701588 | 69798870158 | https://www.milwaukeevalve.com/wp-content/uploads/spec-sheets/UPBA100100SOPT.pdf | https://www.milwaukeevalve.com/wp-content/uploads/ioms/UPThreadedEndIOM.pdf |  | 09/02/16
UTP722 | UPBA100SXMA 114 | A | UPBA100S-XM | UPBA100SXM/UP850309 | 1 1/4 | 46 | 1.25 | LOW LEAD BRONZE,BALL,2PC,STD PORT,SS BALL/STEM,600 WOG,THREADED,EXT HANDLE W/MEM STOP,NSF 372 & 61 | 515.98 | 2.79 | 3.5 | 1.06 | 4.91 | 1 |  |  |  | 697988701571 | 69798870157 | https://www.milwaukeevalve.com/wp-content/uploads/spec-sheets/UPBA100100SOPT.pdf | https://www.milwaukeevalve.com/wp-content/uploads/ioms/UPThreadedEndIOM.pdf |  | 09/02/16
UTP722 | UPBA100SXMA 200 | A | UPBA100S-XM | UPBA100SXM/UP850309 | 2 | 46 | 2 | LOW LEAD BRONZE,BALL,2PC,STD PORT,SS BALL/STEM,600 WOG,THREADED,EXT HANDLE W/MEM STOP,NSF 372 & 61 | 868.29 | 4.645 | 4.3 | 1.56 | 5.25 | 1 |  |  |  | 697988701595 | 69798870159 | https://www.milwaukeevalve.com/wp-content/uploads/spec-sheets/UPBA100100SOPT.pdf | https://www.milwaukeevalve.com/wp-content/uploads/ioms/UPThreadedEndIOM.pdf |  | 09/02/16
UTP722 | UPBA100SXMB 34 | B | UPBA100S-XM | UPBA100SXM/UPBA400SXM/UP850309/UP8303A09 | 3/4 | 46 | 0.75 | LOW LEAD BRONZE,BALL,2PC,F-PORT,SS BALL/STEM,600 WOG,NPT,EXT STEM W/MEM STOP HNDL,NSF 372 & 61,REV B | 282.22 | 1.535 | 2.64 | 0.76 | 4.33 | 18 | 20.875 | 10.1875 | 2.25 | 697988701601 | 69798870160 | https://www.milwaukeevalve.com/wp-content/uploads/spec-sheets/UPBA100100SOPT.pdf | https://www.milwaukeevalve.com/wp-content/uploads/ioms/UPThreadedEndIOM.pdf |  | 09/02/16
UTP722 | UPBA100TIH 12 | A | UPBA100-TIH | UPBA100TIH/UPBA400TIH/UP850116/UP8301A16 | 1/2 | 46 | 0.5 | LOW LEAD BRONZE,BALL,2PC,FULL PORT,CP BRASS BALL,600 WOG,THREADED,INSULATOR HANDLE,NSF 372 & 61 | 139.47 | 1.2 | 2.19 | 0.5 | 4.16 | 4 |  |  |  | 697988682061 | 69798868206 | https://www.milwaukeevalve.com/wp-content/uploads/spec-sheets/UPBA100100STIH.pdf | https://www.milwaukeevalve.com/wp-content/uploads/ioms/UPThreadedEndIOM.pdf |  | 10/20/14
UTP722 | UPBA100TIH 38 | A | UPBA100-TIH | UPBA100TIH/UPBA400TIH/UP850116/UP8301A16 | 3/8 | 46 | 0.375 | LOW LEAD BRONZE,BALL,2PC,FULL PORT,CP BRASS BALL,600 WOG,THREADED,INSULATOR HANDLE,NSF 372 & 61 | 139.47 | 1.35 | 1 | 0.38 | 4.06 | 1 |  |  |  | 697988682054 | 69798868205 | https://www.milwaukeevalve.com/wp-content/uploads/spec-sheets/UPBA100100STIH.pdf | https://www.milwaukeevalve.com/wp-content/uploads/ioms/UPThreadedEndIOM.pdf |  | 10/20/14
UTP722 | UPBA100TIH 100 | A | UPBA100-TIH | UPBA100/UP850116 | 1 | 46 | 1 | LOW LEAD BRONZE,BALL,2PC,STD PORT,CP BRASS BALL,600 WOG,THREADED,INSULATOR HANDLE,NSF 372 & 61 | 201.69 | 2.505 | 3.17 | 0 | 5 | 4 |  |  |  | 697988716285 | 69798871628 | https://www.milwaukeevalve.com/wp-content/uploads/spec-sheets/UPBA100100STIH.pdf | https://www.milwaukeevalve.com/wp-content/uploads/ioms/UPThreadedEndIOM.pdf |  | 05/17/18
UTP722 | UPBA100TIH 112 | A | UPBA100-TIH | UPBA100/UP850116 | 1 1/2 | 46 | 1.5 | LOW LEAD BRONZE,BALL,2PC,STD PORT,CP BRASS BALL,600 WOG,THREADED,INSULATOR HANDLE,NSF 372 & 61 | 432.38 | 4.385 | 3.96 | 0 | 4.72 | 1 |  |  |  | 697988716308 | 69798871630 | https://www.milwaukeevalve.com/wp-content/uploads/spec-sheets/UPBA100100STIH.pdf | https://www.milwaukeevalve.com/wp-content/uploads/ioms/UPThreadedEndIOM.pdf |  | 05/17/18
UTP722 | UPBA100TIH 114 | A | UPBA100-TIH | UPBA100/UP850116 | 1 1/4 | 46 | 1.25 | LOW LEAD BRONZE,BALL,2PC,STD PORT,CP BRASS BALL,600 WOG,THREADED,INSULATOR HANDLE,NSF 372 & 61 | 358.44 | 3.51 | 3.5 | 0 | 5.41 | 2 |  |  |  | 697988716292 | 69798871629 | https://www.milwaukeevalve.com/wp-content/uploads/spec-sheets/UPBA100100STIH.pdf | https://www.milwaukeevalve.com/wp-content/uploads/ioms/UPThreadedEndIOM.pdf |  | 05/17/18
UTP722 | UPBA100TIH 200 | A | UPBA100-TIH | UPBA100/UP850116 | 2 | 46 | 2 | LOW LEAD BRONZE,BALL,2PC,STD PORT,CP BRASS BALL,600 WOG,THREADED,INSULATOR HANDLE,NSF 372 & 61 | 521.01 | 5.42 | 4.3 | 0 | 5.75 | 1 |  |  |  | 697988716315 | 69798871631 | https://www.milwaukeevalve.com/wp-content/uploads/spec-sheets/UPBA100100STIH.pdf | https://www.milwaukeevalve.com/wp-content/uploads/ioms/UPThreadedEndIOM.pdf |  | 05/17/18
UTP722 | UPBA100TIHB 34 | B | UPBA100-TIH | UPBA100TIHB/UPBA400TIHB/UP850116/UP830116 | 3/4 | 46 | 0.75 | LOW LEAD BRONZE,BALL,2PC,FULL PORT,CP BALL/STEM,600 WOG,THREADED,THERMAL INS HNDL,NSF 372 & 61,REV B | 188.53 | 1.6 | 2.64 | 0.76 | 2.08 | 4 |  |  |  | 697988693357 | 69798869335 | https://www.milwaukeevalve.com/wp-content/uploads/spec-sheets/UPBA100100STIH.pdf | https://www.milwaukeevalve.com/wp-content/uploads/ioms/UPThreadedEndIOM.pdf |  | 06/02/15
UTP722 | UPBA100XH A 12 | A | UPBA100-XH | UPBA100XH/UPBA400XH/UP850106/UP8301A06 | 1/2 | 46 | 0.5 | LOW LEAD BRONZE,BALL,2PC,FULL PORT,CP BRASS BALL,600 WOG,THREADED,EXT STEM HANDLE,NSF 372 & 61 | 99.53 | 0.755 | 2.19 | 0.5 | 4.16 | 22 | 20.875 | 10.1875 | 2.25 | 697988648920 | 69798864892 | https://www.milwaukeevalve.com/wp-content/uploads/spec-sheets/UPBA100100SOPT.pdf | https://www.milwaukeevalve.com/wp-content/uploads/ioms/UPThreadedEndIOM.pdf |  | 06/21/12
UTP722 | UPBA100XH A 14 | A | UPBA100-XH | UPBA100XH/UPBA400XH/UP850106/UP8301A06 | 1/4 | 46 | 0.25 | LOW LEAD BRONZE,BALL,2PC,FULL PORT,CP BRASS BALL,600 WOG,THREADED,EXT STEM HANDLE,NSF 372 & 61 | 99.53 | 0.66 | 1.86 | 0.38 | 4.03 | 24 | 20.875 | 10.1875 | 2.25 | 697988659612 | 69798865961 | https://www.milwaukeevalve.com/wp-content/uploads/spec-sheets/UPBA100100SOPT.pdf | https://www.milwaukeevalve.com/wp-content/uploads/ioms/UPThreadedEndIOM.pdf |  | 10/15/12
UTP722 | UPBA100XH A 38 | A | UPBA100-XH | UPBA100XH/UPBA400XH/UP850106/UP8301A06 | 3/8 | 46 | 0.375 | LOW LEAD BRONZE,BALL,2PC,FULL PORT,CP BRASS BALL,600 WOG,THREADED,EXT STEM HANDLE,NSF 372 & 61 | 99.53 | 0.625 | 1 | 0.38 | 4.06 | 24 | 20.875 | 10.1875 | 2.25 | 697988659629 | 69798865962 | https://www.milwaukeevalve.com/wp-content/uploads/spec-sheets/UPBA100100SOPT.pdf | https://www.milwaukeevalve.com/wp-content/uploads/ioms/UPThreadedEndIOM.pdf |  | 10/15/12
UTP722 | UPBA100XH A 100 | A | UPBA100-XH | UPBA100XH/UP850106 | 1 | 46 | 1 | LOW LEAD BRONZE,BALL,2PC,STANDARD PORT,CP BRASS BALL,600 WOG,THREADED,EXT STEM HANDLE,NSF 372 & 61 | 161.74 | 1.605 | 3.17 | 1.38 | 4.5 | 12 | 20.875 | 10.1875 | 2.25 | 697988648944 | 69798864894 | https://www.milwaukeevalve.com/wp-content/uploads/spec-sheets/UPBA100100SOPT.pdf | https://www.milwaukeevalve.com/wp-content/uploads/ioms/UPThreadedEndIOM.pdf |  | 06/21/12
UTP722 | UPBA100XH A 112 | A | UPBA100-XH | UPBA100XH/UP850106 | 1 1/2 | 46 | 1.5 | LOW LEAD BRONZE,BALL,2PC,STANDARD PORT,CP BRASS BALL,600 WOG,THREADED,EXT STEM HANDLE,NSF 372 & 61 | 382.56 | 3.65 | 3.96 | 1.81 | 5.09 | 10 | 17 | 13.1875 | 2.625 | 697988648968 | 69798864896 | https://www.milwaukeevalve.com/wp-content/uploads/spec-sheets/UPBA100100SOPT.pdf | https://www.milwaukeevalve.com/wp-content/uploads/ioms/UPThreadedEndIOM.pdf |  | 06/21/12
UTP722 | UPBA100XH A 114 | A | UPBA100-XH | UPBA100XH/UP850106 | 1 1/4 | 46 | 1.25 | LOW LEAD BRONZE,BALL,2PC,STANDARD PORT,CP BRASS BALL,600 WOG,THREADED,EXT STEM HANDLE,NSF 372 & 61 | 308.63 | 2.79 | 3.5 | 1.56 | 2.91 | 12 | 17 | 13.1875 | 2.625 | 697988648951 | 69798864895 | https://www.milwaukeevalve.com/wp-content/uploads/spec-sheets/UPBA100100SOPT.pdf | https://www.milwaukeevalve.com/wp-content/uploads/ioms/UPThreadedEndIOM.pdf |  | 06/21/12
UTP722 | UPBA100XH A 200 | A | UPBA100-XH | UPBA100XH/UP850106 | 2 | 46 | 2 | LOW LEAD BRONZE,BALL,2PC,STANDARD PORT,CP BRASS BALL,600 WOG,THREADED,EXT STEM HANDLE,NSF 372 & 61 | 471.21 | 4.74 | 4.3 | 2.06 | 5.25 | 5 | 16 | 11.3125 | 3.6875 | 697988648975 | 69798864897 | https://www.milwaukeevalve.com/wp-content/uploads/spec-sheets/UPBA100100SOPT.pdf | https://www.milwaukeevalve.com/wp-content/uploads/ioms/UPThreadedEndIOM.pdf |  | 06/21/12
UTP722 | UPBA100XH A 212 | A | UPBA100-XH | UPBA100XH/UP850106 | 2 1/2 | 46 | 2.5 | LOW LEAD BRONZE,BALL,2PC,STANDARD PORT,CP BRASS BALL,600 WOG,THREADED,EXT STEM HANDLE,NSF 372 & 61 | 1872.31 | 10.8 | 5.58 | 0 | 5.69 | 1 |  |  |  | 697988705654 | 69798870565 | https://www.milwaukeevalve.com/wp-content/uploads/spec-sheets/UPBA100100SOPT.pdf | https://www.milwaukeevalve.com/wp-content/uploads/ioms/UPThreadedEndIOM.pdf |  | 03/16/17
UTP722 | UPBA100XH A 300 | A | UPBA100-XH | UPBA100XH/UP850106 | 3 | 46 | 3 | LOW LEAD BRONZE,BALL,2PC,STANDARD PORT,CP BRASS BALL,600 WOG,THREADED,EXT STEM HANDLE,NSF 372 & 61 | 2122.04 | 16.85 | 6.17 | 0 | 6.09 | 1 |  |  |  | 697988705661 | 69798870566 | https://www.milwaukeevalve.com/wp-content/uploads/spec-sheets/UPBA100100SOPT.pdf | https://www.milwaukeevalve.com/wp-content/uploads/ioms/UPThreadedEndIOM.pdf |  | 03/16/17
UTP722 | UPBA100XH B 34 | B | UPBA100-XH | UPBA100XH/UPBA400XH/UP850106/UP8301A06 | 3/4 | 46 | 0.75 | LOW LEAD BRONZE,BALL,2PC,FULL PORT,CP BRASS BALL,600 WOG,THREADED,EXT STEM HANDLE,NSF 372 & 61,REV B | 148.6 | 1.295 | 2.64 | 0.76 | 4.33 | 18 | 20.875 | 10.1875 | 2.25 | 697988692961 | 69798869296 | https://www.milwaukeevalve.com/wp-content/uploads/spec-sheets/UPBA100100SOPT.pdf | https://www.milwaukeevalve.com/wp-content/uploads/ioms/UPThreadedEndIOM.pdf |  | 05/08/15
UTP722 | UPBA100XM A 12 | A | UPBA100-XM | UPBA100XM/UPBA400XM/UP850109/UP8301A09 | 1/2 | 46 | 0.5 | LOW LEAD BRONZE,BALL,2PC,FULL PORT,CP BRASS BALL,600 WOG,THREADED,EXT HANDLE W/MEM STOP,NSF 372 & 61 | 142.39 | 0.92 | 2.19 | 0.5 | 1.91 | 22 | 20.875 | 10.1875 | 2.25 | 697988692275 | 69798869227 | https://www.milwaukeevalve.com/wp-content/uploads/spec-sheets/UPBA100100SOPT.pdf | https://www.milwaukeevalve.com/wp-content/uploads/ioms/UPThreadedEndIOM.pdf |  | 04/17/15
UTP722 | UPBA100XM A 14 | A | UPBA100-XM | UPBA100XM/UPBA400XM/UP850109/UP8301A09 | 1/4 | 46 | 0.25 | LOW LEAD BRONZE,BALL,2PC,FULL PORT,CP BRASS BALL,600 WOG,THREADED,EXT HANDLE W/MEM STOP,NSF 372 & 61 | 142.39 | 0.66 | 1.86 | 0.38 | 1.78 | 1 |  |  |  | 697988692251 | 69798869225 | https://www.milwaukeevalve.com/wp-content/uploads/spec-sheets/UPBA100100SOPT.pdf | https://www.milwaukeevalve.com/wp-content/uploads/ioms/UPThreadedEndIOM.pdf |  | 04/17/15
UTP722 | UPBA100XM A 38 | A | UPBA100-XM | UPBA100XM/UPBA400XM/UP850109/UP8301A09 | 3/8 | 46 | 0.375 | LOW LEAD BRONZE,BALL,2PC,FULL PORT,CP BRASS BALL,600 WOG,THREADED,EXT HANDLE W/MEM STOP,NSF 372 & 61 | 142.39 | 0.625 | 1 | 0.38 | 1.81 | 1 |  |  |  | 697988692268 | 69798869226 | https://www.milwaukeevalve.com/wp-content/uploads/spec-sheets/UPBA100100SOPT.pdf | https://www.milwaukeevalve.com/wp-content/uploads/ioms/UPThreadedEndIOM.pdf |  | 04/17/15
UTP722 | UPBA100XM A 100 | A | UPBA100-XM | UPBA100XM/UP850109 | 1 | 46 | 1 | LOW LEAD BRONZE,BALL,2PC,STD PORT,CP BRASS BALL,600 WOG,THREADED,EXT HANDLE W/MEM STOP,NSF 372 & 61 | 204.62 | 1.605 | 3.17 | 0.88 | 2.25 | 12 | 17 | 13.1875 | 2.625 | 697988692299 | 69798869229 | https://www.milwaukeevalve.com/wp-content/uploads/spec-sheets/UPBA100100SOPT.pdf | https://www.milwaukeevalve.com/wp-content/uploads/ioms/UPThreadedEndIOM.pdf |  | 04/17/15
UTP722 | UPBA100XM A 112 | A | UPBA100-XM | UPBA100XM/UP850109 | 1 1/2 | 46 | 1.5 | LOW LEAD BRONZE,BALL,2PC,STD PORT,CP BRASS BALL,600 WOG,THREADED,EXT HANDLE W/MEM STOP,NSF 372 & 61 | 420.82 | 3.65 | 3.96 | 1.31 | 1.97 | 1 | 16 | 11.3125 | 3.6875 | 697988692312 | 69798869231 | https://www.milwaukeevalve.com/wp-content/uploads/spec-sheets/UPBA100100SOPT.pdf | https://www.milwaukeevalve.com/wp-content/uploads/ioms/UPThreadedEndIOM.pdf |  | 04/17/15
UTP722 | UPBA100XM A 114 | A | UPBA100-XM | UPBA100XM/UP850109 | 1 1/4 | 46 | 1.25 | LOW LEAD BRONZE,BALL,2PC,STD PORT,CP BRASS BALL,600 WOG,THREADED,EXT HANDLE W/MEM STOP,NSF 372 & 61 | 346.87 | 2.79 | 3.5 | 1.06 | 2.66 | 1 |  |  |  | 697988692305 | 69798869230 | https://www.milwaukeevalve.com/wp-content/uploads/spec-sheets/UPBA100100SOPT.pdf | https://www.milwaukeevalve.com/wp-content/uploads/ioms/UPThreadedEndIOM.pdf |  | 04/17/15
UTP722 | UPBA100XM A 200 | A | UPBA100-XM | UPBA100XM/UP850109 | 2 | 46 | 2 | LOW LEAD BRONZE,BALL,2PC,STD PORT,CP BRASS BALL,600 WOG,THREADED,EXT HANDLE W/MEM STOP,NSF 372 & 61 | 509.47 | 4.925 | 4.3 | 1.56 | 3 | 6 |  |  |  | 697988692329 | 69798869232 | https://www.milwaukeevalve.com/wp-content/uploads/spec-sheets/UPBA100100SOPT.pdf | https://www.milwaukeevalve.com/wp-content/uploads/ioms/UPThreadedEndIOM.pdf |  | 04/17/15
UTP722 | UPBA100XM B 34 | B | UPBA100-XM | UPBA100XM/UPBA400XM/UP850109/UP8301A09 | 3/4 | 46 | 0.75 | LOW LEAD BRONZE,BALL,2PC,STD PORT,CP BRASS BALL,600 WOG,NPT,EXT HANDLE W/MEM STOP,NSF 372 & 61,REV B | 191.46 | 1.52 | 2.64 | 0.76 | 2.08 | 18 | 20.875 | 10.1875 | 2.25 | 697988692336 | 69798869233 | https://www.milwaukeevalve.com/wp-content/uploads/spec-sheets/UPBA100100SOPT.pdf | https://www.milwaukeevalve.com/wp-content/uploads/ioms/UPThreadedEndIOM.pdf |  | 04/17/15
UTP722 | UPBA-150 A 12 | A | UPBA150 | UPBA150/UPBA450/UP8511/UP8311A | 1/2 | 46 | 0.5 | LOW LEAD BRONZE,BALL,2PC,FULL PORT,CP BRASS BALL,600 WOG,SOLDER ENDS,NSF 372 & 61 | 76.33 | 0.55 | 2.39 | 0.5 | 1.89 | 10 | 6.625 | 5.1875 | 2.8125 | 697988613195 | 69798861319 | https://www.milwaukeevalve.com/wp-content/uploads/spec-sheets/UPBA150150S.pdf |  |  | 06/22/09
UTP722 | UPBA-150 A 38 | A | UPBA150 | UPBA150/UPBA450/UP8511/UP8311A | 3/8 | 46 | 0.375 | LOW LEAD BRONZE,BALL,2PC,FULL PORT,CP BRASS BALL,600 WOG,SOLDER ENDS,NSF 372 & 61 | 76.33 | 0.475 | 1.86 | 0.38 | 1.81 | 10 | 6.625 | 5.1875 | 2.8125 | 697988613188 | 69798861318 | https://www.milwaukeevalve.com/wp-content/uploads/spec-sheets/UPBA150150S.pdf |  |  | 06/22/09
UTP722 | UPBA-150 A 100 | A | UPBA150 | UPBA150/UP8511 | 1 | 46 | 1 | LOW LEAD BRONZE,BALL,2PC,STANDARD PORT,CP BRASS BALL,600 WOG,SOLDER ENDS,NSF 372 & 61 | 138.57 | 1.395 | 3.71 | 0.88 | 2.29 | 6 | 7.5 | 5.5625 | 3.25 | 697988613225 | 69798861322 | https://www.milwaukeevalve.com/wp-content/uploads/spec-sheets/UPBA150150S.pdf |  |  | 06/22/09
UTP722 | UPBA-150 A 112 | A | UPBA150 | UPBA150/UP8511 | 1 1/2 | 46 | 1.5 | LOW LEAD BRONZE,BALL,2PC,STANDARD PORT,CP BRASS BALL,600 WOG,SOLDER ENDS,NSF 372 & 61 | 341.61 | 3.31 | 5 | 1.31 | 2.85 | 4 | 10.625 | 6.75 | 3.875 | 697988613249 | 69798861324 | https://www.milwaukeevalve.com/wp-content/uploads/spec-sheets/UPBA150150S.pdf |  |  | 06/22/09
UTP722 | UPBA-150 A 114 | A | UPBA150 | UPBA150/UP8511 | 1 1/4 | 46 | 1.25 | LOW LEAD BRONZE,BALL,2PC,STANDARD PORT,CP BRASS BALL,600 WOG,SOLDER ENDS,NSF 372 & 61 | 267.67 | 2.595 | 4.54 | 1.06 | 2.67 | 6 | 9.25 | 6.75 | 3.875 | 697988613232 | 69798861323 | https://www.milwaukeevalve.com/wp-content/uploads/spec-sheets/UPBA150150S.pdf |  |  | 06/22/09
UTP722 | UPBA-150 A 200 | A | UPBA150 | UPBA150/UP8511 | 2 | 46 | 2 | LOW LEAD BRONZE,BALL,2PC,STANDARD PORT,CP BRASS BALL,600 WOG,SOLDER ENDS,NSF 372 & 61 | 430.27 | 5.2 | 6.25 | 2.06 | 3.02 | 2 | 10.625 | 6.75 | 3.875 | 697988613256 | 69798861325 | https://www.milwaukeevalve.com/wp-content/uploads/spec-sheets/UPBA150150S.pdf |  |  | 06/22/09
UTP722 | UPBA-150 A 212 | A | UPBA150 | UPBA150/UP8511 | 2 1/2 | 46 | 2.5 | LOW LEAD BRONZE,BALL,2PC,STANDARD PORT,CP BRASS BALL,600 WOG,SOLDER ENDS,NSF 372 & 61 | 1831.35 | 11.095 | 7.36 | 0 | 3.44 | 1 | 0 | 0 | 0 | 697988699182 | 69798869918 | https://www.milwaukeevalve.com/wp-content/uploads/spec-sheets/UPBA150150S.pdf |  |  | 05/09/16
UTP722 | UPBA-150 A 300 | A | UPBA150 | UPBA150/UP8511 | 3 | 46 | 3 | LOW LEAD BRONZE,BALL,2PC,STANDARD PORT,CP BRASS BALL,600 WOG,SOLDER ENDS,NSF 372 & 61 | 2081.1 | 16.88 | 8.09 | 0 | 3.9 | 1 | 5.625 | 4.875 | 8.5 | 697988699175 | 69798869917 | https://www.milwaukeevalve.com/wp-content/uploads/spec-sheets/UPBA150150S.pdf |  |  | 05/09/16
UTP722 | UPBA-150 B 34 | B | UPBA150 | UPBA150/UPBA450/UP8511/UP8311A | 3/4 | 46 | 0.75 | LOW LEAD BRONZE,BALL,2PC,FULL PORT,CP BRASS BALL,600 WOG,SOLDER ENDS,NSF 372 & 61 | 125.41 | 1 | 3.05 | 0.76 | 2.13 | 6 | 6.625 | 5.1875 | 2.8125 | 697988681170 | 69798868117 | https://www.milwaukeevalve.com/wp-content/uploads/spec-sheets/UPBA150150S.pdf |  |  | 08/07/14
UTP722 | UPBA-150H A 12 | A | UPBA150H | UPBA150H/UPBA450H/UP8511H/UP8311H | 1/2 | 46 | 0.5 | LOW LEAD BRONZE,BALL,2PC,FULL PORT,CP BRASS BALL,600 WOG,SOLDERxHOSE END CAP & CHAIN,NSF 372 & 61 | 123.31 | 0.6 | 2.7 | 0.5 | 1.88 | 8 | 6.625 | 5.1875 | 2.8125 | 697988669598 | 69798866959 | https://www.milwaukeevalve.com/wp-content/uploads/spec-sheets/UPBA100H150H.pdf |  |  | 07/26/13
UTP722 | UPBA-150H B 34 | B | UPBA150H | UPBA-150H/UP8511H | 3/4 | 46 | 0.75 | LOW LEAD BRONZE,BALL,2PC,FULL PORT,CP BRASS BALL,600 WOG,SOLDERxHOSE END CAP & CHAIN NSF 372 & 61 | 166.51 | 1.1 | 2.9 | 0.76 | 2.14 | 6 | 7.5 | 5.5625 | 3.25 | 697988681187 | 69798868118 | https://www.milwaukeevalve.com/wp-content/uploads/spec-sheets/UPBA100H150H.pdf |  |  | 08/07/14
UTP722 | UPBA150HXHA 12 | A | UPBA150H-XH | UPBA150H/UPBA450H/UP8511H/UP8311H | 1/2 | 46 | 0.5 | LOW LEAD BRONZE,BALL,2PC,F-PORT,CP BRS BALL,600 WOG,SLDRxHOSE END CAP & CHAIN,EXT HNDL,NSF 372 & 61 | 146.5 | 0.74 | 2.7 | 0.5 | 1.88 | 18 |  |  |  | 697988703322 | 69798870332 | https://www.milwaukeevalve.com/wp-content/uploads/spec-sheets/UPBA100H150HOPT.pdf |  |  | 11/10/16
UTP722 | UPBA150HXHB 34 | B | UPBA150H-XH | UPBA150HXH/UPBA450HXH/UP851106/UP8311A06 | 3/4 | 46 | 0.75 | LOW LEAD BRONZE,BALL,2PC,FP,CP BRS BALL,600 WOG,SLDRxHOSE END CAP&CHAIN,EXT HNDL,NSF 372 & 61,REV B | 189.69 | 1.43 | 3.05 | 0.76 | 2.13 | 14 | 20.875 | 10.1875 | 2.25 | 697988702967 | 69798870296 | https://www.milwaukeevalve.com/wp-content/uploads/spec-sheets/UPBA100H150HOPT.pdf |  |  | 10/20/16
UTP722 | UPBA-150LDA 12 | A | UPBA150-LD | UPBA150LD/UPBA450LD/UP851107/UP8311A07 | 1/2 | 46 | 0.5 | LOW LEAD BRONZE,BALL,2PC,FULL PORT,CP BRASS BALL,600 WOG,SOLDER ENDS,LOCKING HANDLE,NSF 372 & 61 | 95.76 | 0.6 | 2.39 | 0.5 | 1.89 | 8 | 6.625 | 5.1875 | 2.8125 | 697988702271 | 69798870227 | https://www.milwaukeevalve.com/wp-content/uploads/spec-sheets/UPBA150150SOPT.pdf |  |  | 09/20/16
UTP722 | UPBA-150LDA 100 | A | UPBA150-LD | UPBA150LD/UP851107 | 1 | 46 | 1 | LOW LEAD BRONZE,BALL,2PC,STANDARD PORT,CP BRASS BALL,600 WOG,SOLDER,LOCKING HANDLE,NSF 372 & 61 | 164.45 | 0.6 | 3.71 | 0.88 | 4.54 | 6 |  |  |  | 697988710238 | 69798871023 | https://www.milwaukeevalve.com/wp-content/uploads/spec-sheets/UPBA150150SOPT.pdf |  |  | 09/06/17
UTP722 | UPBA-150LDA 112 | A | UPBA150-LD | UPBA150LD/UP851107 | 1 1/2 | 46 | 1.5 | LOW LEAD BRONZE,BALL,2PC,STANDARD PORT,CP BRASS BALL,600 WOG,SOLDER,LOCKING HANDLE,NSF 372 & 61 | 380.62 | 0.6 | 5 | 1.31 | 5.1 | 1 |  |  |  | 697988710252 | 69798871025 | https://www.milwaukeevalve.com/wp-content/uploads/spec-sheets/UPBA150150SOPT.pdf |  |  | 09/06/17
UTP722 | UPBA-150LDA 114 | A | UPBA150-LD | UPBA150LD/UP851107 | 1 1/4 | 46 | 1.25 | LOW LEAD BRONZE,BALL,2PC,STANDARD PORT,CP BRASS BALL,600 WOG,SOLDER,LOCKING HANDLE,NSF 372 & 61 | 306.68 | 2.715 | 4.54 | 1.06 | 4.92 | 1 |  |  |  | 697988710245 | 69798871024 | https://www.milwaukeevalve.com/wp-content/uploads/spec-sheets/UPBA150150SOPT.pdf |  |  | 09/06/17
UTP722 | UPBA-150LDA 200 | A | UPBA150-LD | UPBA150LD/UP851107 | 2 | 46 | 2 | LOW LEAD BRONZE,BALL,2PC,STANDARD PORT,CP BRASS BALL,600 WOG,SOLDER,LOCKING HANDLE,NSF 372 & 61 | 469.3 | 5.3 | 7.19 | 2 | 5.27 | 1 |  |  |  | 697988710269 | 69798871026 | https://www.milwaukeevalve.com/wp-content/uploads/spec-sheets/UPBA150150SOPT.pdf |  |  | 09/06/17
UTP722 | UPBA-150LDB 34 | B | UPBA150-LD | UPBA150LD/UPBA450LD/UP851107/UP8311A07 | 3/4 | 46 | 0.75 | LOW LEAD BRONZE,BALL,2PC,FULL PORT,CP BRASS BALL,600 WOG,SOLDER,LOCKING HANDLE,NSF 372 & 61 | 151.27 | 1.18 | 3.05 | 0.76 | 2.13 | 6 | 7.5 | 5.5625 | 3.25 | 697988681194 | 69798868119 | https://www.milwaukeevalve.com/wp-content/uploads/spec-sheets/UPBA150150SOPT.pdf |  |  | 08/07/14
UTP722 | UPBA-150S A 12 | A | UPBA150S | UPBA150S/UPBA450S/UP8513/UP8313A | 1/2 | 46 | 0.5 | LOW LEAD BRONZE,BALL,2PC,FULL PORT,SS BALL/STEM,600 WOG,SOLDER,NSF 372 & 61 | 118.9 | 0.55 | 2.39 | 0.5 | 1.89 | 10 | 6.625 | 5.1875 | 2.8125 | 697988613270 | 69798861327 | https://www.milwaukeevalve.com/wp-content/uploads/spec-sheets/UPBA150150S.pdf |  |  | 06/22/09
UTP722 | UPBA-150S A 38 | A | UPBA150S | UPBA150S/UPBA450S/UP8513/UP8313A | 3/8 | 46 | 0.375 | LOW LEAD BRONZE,BALL,2PC,FULL PORT,SS BALL/STEM,600 WOG,SOLDER,NSF 372 & 61 | 118.9 | 0.46 | 1.86 | 0.38 | 1.81 | 10 | 6.625 | 5.1875 | 2.8125 | 697988613263 | 69798861326 | https://www.milwaukeevalve.com/wp-content/uploads/spec-sheets/UPBA150150S.pdf |  |  | 06/22/09
UTP722 | UPBA-150S A 100 | A | UPBA150S | UPBA150S/UP8513 | 1 | 46 | 1 | LOW LEAD BRONZE,BALL,2PC,STANDARD PORT,SS BALL/STEM,600 WOG,SOLDER,NSF 372 & 61 | 251.76 | 1.395 | 3.71 | 0.88 | 2.29 | 6 | 7.5 | 5.5625 | 3.25 | 697988613294 | 69798861329 | https://www.milwaukeevalve.com/wp-content/uploads/spec-sheets/UPBA150150S.pdf |  |  | 06/22/09
UTP722 | UPBA-150S A 112 | A | UPBA150S | UPBA150S/UP8513 | 1 1/2 | 46 | 1.5 | LOW LEAD BRONZE,BALL,2PC,STANDARD PORT,SS BALL/STEM,600 WOG,SOLDER,NSF 372 & 61 | 588.09 | 3.39 | 5 | 1.31 | 2.85 | 4 | 10.625 | 6.75 | 3.875 | 697988613317 | 69798861331 | https://www.milwaukeevalve.com/wp-content/uploads/spec-sheets/UPBA150150S.pdf |  |  | 06/22/09
UTP722 | UPBA-150S A 114 | A | UPBA150S | UPBA150S/UP8513 | 1 1/4 | 46 | 1.25 | LOW LEAD BRONZE,BALL,2PC,STANDARD PORT,SS BALL/STEM,600 WOG,SOLDER,NSF 372 & 61 | 436.79 | 2.62 | 4.54 | 1.06 | 2.67 | 6 | 9.25 | 6.75 | 3.875 | 697988613300 | 69798861330 | https://www.milwaukeevalve.com/wp-content/uploads/spec-sheets/UPBA150150S.pdf |  |  | 06/22/09
UTP722 | UPBA-150S A 200 | A | UPBA150S | UPBA150S/UP8513 | 2 | 46 | 2 | LOW LEAD BRONZE,BALL,2PC,STANDARD PORT,SS BALL/STEM,600 WOG,SOLDER,NSF 372 & 61 | 789.12 | 5.205 | 6.25 | 2.06 | 3.02 | 2 | 10.625 | 6.75 | 3.875 | 697988613324 | 69798861332 | https://www.milwaukeevalve.com/wp-content/uploads/spec-sheets/UPBA150150S.pdf |  |  | 06/22/09
UTP722 | UPBA-150S A 212 | A | UPBA150S | UPBA150S/UP8513 | 2 1/2 | 46 | 2.5 | LOW LEAD BRONZE,BALL,2PC,STANDARD PORT,SS BALL/STEM,600 WOG,SOLDER,NSF 372 & 61 | 2709.23 | 11.28 | 7.36 | 0 | 3.44 | 1 | 0 | 0 | 0 | 697988699205 | 69798869920 | https://www.milwaukeevalve.com/wp-content/uploads/spec-sheets/UPBA150150S.pdf |  |  | 05/09/16
UTP722 | UPBA-150S A 300 | A | UPBA150S | UPBA150S/UP8513 | 3 | 46 | 3 | LOW LEAD BRONZE,BALL,2PC,STANDARD PORT,SS BALL/STEM,600 WOG,SOLDER,NSF 372 & 61 | 3087.61 | 17.24 | 8.09 | 0 | 3.9 | 1 | 5.625 | 4.875 | 8.5 | 697988699199 | 69798869919 | https://www.milwaukeevalve.com/wp-content/uploads/spec-sheets/UPBA150150S.pdf |  |  | 05/09/16
UTP722 | UPBA-150S B 34 | B | UPBA150S | UPBA150S/UPBA450S/UP8513/UP8313A | 3/4 | 46 | 0.75 | LOW LEAD BRONZE,BALL,2PC,FULL PORT,SS BALL/STEM,600 WOG,SOLDER,NSF 372 & 61 | 216.18 | 1.115 | 3.05 | 0.76 | 2.13 | 6 | 6.625 | 5.1875 | 2.8125 | 697988681200 | 69798868120 | https://www.milwaukeevalve.com/wp-content/uploads/spec-sheets/UPBA150150S.pdf |  |  | 08/07/14
UTP722 | UPBA-150SHA 12 | A | UPBA150-SH | UPBA150SH/UP8513H | 1/2 | 46 | 0.5 | LOW LEAD BRONZE,BALL,2PC,FULL PORT,SS BALL/STEM,600 WOG,SOLDER BY HOSE END | 165.85 | 0.55 | 2.39 | 0.5 | 1.89 | 1 |  |  |  | 697988701311 | 69798870131 | https://www.milwaukeevalve.com/wp-content/uploads/spec-sheets/UPBA150150SOPT.pdf |  |  | 08/30/16
UTP722 | UPBA-150SHB 34 | B | UPBA150-SH | UPBA150SH/UP8513H | 3/4 | 46 | 0.75 | LOW LEAD BRONZE,BALL,2PC,FULL PORT,SS BALL/STEM,600 WOG,SOLDER BY HOSE END | 257.29 | 1.245 | 3.05 | 0.76 | 2.13 | 6 |  |  |  | 697988701342 | 69798870134 | https://www.milwaukeevalve.com/wp-content/uploads/spec-sheets/UPBA150150SOPT.pdf |  |  | 08/30/16
UTP722 | UPBA-150SLD 12 | A | UPBA150S-LD | UPBA150SLD/UPBA450SLD/UP851307/UP8313A07 | 1/2 | 46 | 0.5 | LOW LEAD BRONZE,BALL,2PC,FULL PORT,SS BALL/STEM,600 WOG,SOLDER,LOCKING HANDLE,NSF 372 & 61 | 138.32 | 0.595 | 2.39 | 1 | 1.89 | 8 | 6.625 | 5.1875 | 2.8125 | 697988646407 | 69798864640 | https://www.milwaukeevalve.com/wp-content/uploads/spec-sheets/UPBA150150SOPT.pdf |  |  | 04/16/12
UTP722 | UPBA-150SLD 38 | A | UPBA150S-LD | UPBA150SLD/UPBA450SLD/UP851307/UP8313A07 | 3/8 | 46 | 0.375 | LOW LEAD BRONZE,BALL,2PC,FULL PORT,SS BALL/STEM,600 WOG,SOLDER,LOCKING HANDLE,NSF 372 & 61 | 138.32 | 0.465 | 2.1 | 0.88 | 1.8 | 8 | 6.625 | 5.1875 | 2.8125 | 697988646421 | 69798864642 | https://www.milwaukeevalve.com/wp-content/uploads/spec-sheets/UPBA150150SOPT.pdf |  |  | 04/16/12
UTP722 | UPBA-150SLD 100 | A | UPBA150S-LD | UPBA150SLD/UP851307 | 1 | 46 | 1 | LOW LEAD BRONZE,BALL,2PC,STANDARD PORT,SS BALL/STEM,600 WOG,SOLDER,LOCKING HANDLE,NSF 372 & 61 | 277.64 | 1.36 | 3.17 | 1.38 | 2.29 | 6 | 7.5 | 5.5625 | 3.25 | 697988646438 | 69798864643 | https://www.milwaukeevalve.com/wp-content/uploads/spec-sheets/UPBA150150SOPT.pdf |  |  | 04/16/12
UTP722 | UPBA-150SLD 112 | A | UPBA150S-LD | UPBA150SLD/UP851307 | 1 1/2 | 46 | 1.5 | LOW LEAD BRONZE,BALL,2PC,STANDARD PORT,SS BALL/STEM,600 WOG,SOLDER,LOCKING HANDLE,NSF 372 & 61 | 627.11 | 3.38 | 5 | 1.81 | 2.85 | 4 | 10.625 | 6.75 | 3.875 | 697988646452 | 69798864645 | https://www.milwaukeevalve.com/wp-content/uploads/spec-sheets/UPBA150150SOPT.pdf |  |  | 04/16/12
UTP722 | UPBA-150SLD 114 | A | UPBA150S-LD | UPBA150SLD/UP851307 | 1 1/4 | 46 | 1.25 | LOW LEAD BRONZE,BALL,2PC,STANDARD PORT,SS BALL/STEM,600 WOG,SOLDER,LOCKING HANDLE,NSF 372 & 61 | 475.78 | 2.72 | 4.54 | 1.56 | 2.67 | 6 | 9.25 | 6.75 | 3.875 | 697988646445 | 69798864644 | https://www.milwaukeevalve.com/wp-content/uploads/spec-sheets/UPBA150150SOPT.pdf |  |  | 04/16/12
UTP722 | UPBA-150SLD 200 | A | UPBA150S-LD | UPBA150SLD/UP851307 | 2 | 46 | 2 | LOW LEAD BRONZE,BALL,2PC,STANDARD PORT,SS BALL/STEM,600 WOG,SOLDER,LOCKING HANDLE,NSF 372 & 61 | 828.11 | 5.24 | 6.25 | 2.06 | 3.02 | 2 | 10.625 | 6.75 | 3.875 | 697988646469 | 69798864646 | https://www.milwaukeevalve.com/wp-content/uploads/spec-sheets/UPBA150150SOPT.pdf |  |  | 04/16/12
UTP722 | UPBA-150SLD 212 | A | UPBA150S-LD | UPBA150SLD/UP851307 | 2 1/2 | 46 | 2.5 | LOW LEAD BRONZE,BALL,2PC,STANDARD PORT,SS BALL/STEM,600 WOG,SOLDER,LOCKING HANDLE,NSF 372 & 61 | 2748.24 | 11.4 | 7.36 | 0 | 3.44 | 0 |  |  |  | 697988726918 | 69798872691 | https://www.milwaukeevalve.com/wp-content/uploads/spec-sheets/UPBA150150SOPT.pdf |  |  | 04/12/19
UTP722 | UPBA-150SLD 300 | A | UPBA150S-LD | UPBA150SLD/UP851307 | 3 | 46 | 3 | LOW LEAD BRONZE,BALL,2PC,STANDARD PORT,SS BALL/STEM,600 WOG,SOLDER,LOCKING HANDLE,NSF 372 & 61 | 3126.59 | 0 | 8.09 | 0 | 3.9 | 0 |  |  |  | 697988726925 | 69798872692 | https://www.milwaukeevalve.com/wp-content/uploads/spec-sheets/UPBA150150SOPT.pdf |  |  | 04/12/19
UTP722 | UPBA150SLDB 34 | B | UPBA150S-LD | UPBA150SLD/UPBA450SLD/UP851307/UP8313A07 | 3/4 | 46 | 0.75 | LOW LEAD BRONZE,BALL,2PC,FULL PORT,SS BALL/STEM,600 WOG,SOLDER,LOCKING HANDLE,NSF 372 & 61,REV B | 242.07 | 1.185 | 2.9 | 0.76 | 2.14 | 1 | 6.625 | 5.1875 | 2.8125 | 697988681231 | 69798868123 | https://www.milwaukeevalve.com/wp-content/uploads/spec-sheets/UPBA150150SOPT.pdf |  |  | 08/07/14
UTP722 | UPBA150SMSA 12 | A | UPBA150S-MS | UPBA150SMS/UPBA450SMS/UP851302/UP8313A02 | 1/2 | 46 | 0.5 | LOW LEAD BRONZE,BALL,2PC,FULL PORT,SS BALL/STEM,600 WOG,SOLDER,W/MEMORY STOP,NSF 372 & 61 | 127.09 | 0.56 | 2.39 | 0.5 | 4.14 | 10 | 6.625 | 5.1875 | 2.8125 | 697988710283 | 69798871028 | https://www.milwaukeevalve.com/wp-content/uploads/spec-sheets/UPBA150150SOPT.pdf |  |  | 09/08/17
UTP722 | UPBA150SMSA 100 | A | UPBA150S-MS | UPBA150SMS/UP851302 | 1 | 46 | 1 | LOW LEAD BRONZE,BALL,2PC,STANDARD PORT,SS BALL/STEM,600 WOG,SOLDER,W/MEMORY STOP,NSF 372 & 61 | 259.95 | 1.42 | 3.71 | 0.88 | 4.54 | 1 |  |  |  | 697988710306 | 69798871030 | https://www.milwaukeevalve.com/wp-content/uploads/spec-sheets/UPBA150150SOPT.pdf |  |  | 09/08/17
UTP722 | UPBA150SMSA 200 | A | UPBA150S-MS | UPBA150SMS/UP851302 | 2 | 46 | 2 | LOW LEAD BRONZE,BALL,2PC,STANDARD PORT,SS BALL/STEM,600 WOG,SOLDER,W/MEMORY STOP,NSF 372 & 61 | 796.99 | 5.24 | 7.19 | 2 | 3.02 | 1 |  |  |  | 697988710313 | 69798871031 | https://www.milwaukeevalve.com/wp-content/uploads/spec-sheets/UPBA150150SOPT.pdf |  |  | 09/08/17
UTP722 | UPBA150SMSB 34 | B | UPBA150S-MS | UPBA150SMS/UPBA450SMS/UP851302/UP8313A02 | 3/4 | 46 | 0.75 | LOW LEAD BRONZE,BALL,2PC,FULL PORT,SS BALL/STEM,600 WOG,SOLDER,W/MEMORY STOP,NSF 372 & 61,REV B | 224.38 | 1.165 | 3.05 | 0.76 | 3.38 | 1 |  |  |  | 697988710290 | 69798871029 | https://www.milwaukeevalve.com/wp-content/uploads/spec-sheets/UPBA150150SOPT.pdf |  |  | 09/08/17
UTP722 | UPBA150STIH 12 |  | UPBA-150S/UPBA-450S/UP8513/UP8313A | UPBA150STIH/UPBA450STIH/UP8513-16/UP8313A-16 | 1/2 | 46 | 0.5 | LOW LEAD BRONZE,BALL,2PC,FULL PORT,SS BALL/STEM,600 WOG,SOLDER,NSF 372 & 61,WITH TIH HANDLE | 182.04 | 1.31 | 2.39 | 0.5 | 1.89 | 4 |  |  |  | 697988732278 | 69798873227 | https://www.milwaukeevalve.com/wp-content/uploads/spec-sheets/UPBA150150S.pdf |  |  | 10/14/19
UTP722 | UPBA150STIH 34 |  | UPBA-150S/UPBA-450S/UP8513/UP8313A | UPBA150STIH/UPBA450STIH/UP8513-16/UP8313A-16 | 3/4 | 46 | 0.75 | LOW LEAD BRONZE,BALL,2PC,FULL PORT,SS BALL/STEM,600 WOG,SOLDER,NSF 372 & 61,WITH TIH HANDLE | 279.3 | 2.17 | 3.05 | 0.76 | 2.13 | 4 |  |  |  | 697988732292 | 69798873229 | https://www.milwaukeevalve.com/wp-content/uploads/spec-sheets/UPBA150150S.pdf |  |  | 10/14/19
UTP722 | UPBA150STIH 38 |  | UPBA-150S/UPBA-450S/UP8513/UP8313A | UPBA150STIH/UPBA450STIH/UP8513-16/UP8313A-16 | 3/8 | 46 | 0.375 | LOW LEAD BRONZE,BALL,2PC,FULL PORT,SS BALL/STEM,600 WOG,SOLDER,NSF 372 & 61,WITH TIH HANDLE | 182.04 | 0 | 1.86 | 0.38 | 1.81 | 0 |  |  |  | 697988732285 | 69798873228 | https://www.milwaukeevalve.com/wp-content/uploads/spec-sheets/UPBA150150S.pdf |  |  | 10/14/19
UTP722 | UPBA150STIH 100 |  | UPBA-150S/UP8513 | UPBA150STIH/UP8513-16 | 1 | 46 | 1 | LOW LEAD BRONZE,BALL,2PC,STANDARD PORT,SS BALL/STEM,600 WOG,SOLDER,NSF 372 & 61,WITH TIH HANDLE | 314.9 | 0 | 3.71 | 0.88 | 2.29 | 0 |  |  |  | 697988732308 | 69798873230 | https://www.milwaukeevalve.com/wp-content/uploads/spec-sheets/UPBA150150S.pdf |  |  | 10/14/19
UTP722 | UPBA150STIH 112 |  | UPBA-150S/UP8513 | UPBA150STIH/UP8513-16 | 1 1/2 | 46 | 1.5 | LOW LEAD BRONZE,BALL,2PC,STANDARD PORT,SS BALL/STEM,600 WOG,SOLDER,NSF 372 & 61,WITH TIH HANDLE | 678.83 | 0 | 5 | 1.31 | 2.85 | 0 |  |  |  | 697988732322 | 69798873232 | https://www.milwaukeevalve.com/wp-content/uploads/spec-sheets/UPBA150150S.pdf |  |  | 10/14/19
UTP722 | UPBA150STIH 114 |  | UPBA-150S/UP8513 | UPBA150STIH/UP8513-16 | 1 1/4 | 46 | 1.25 | LOW LEAD BRONZE,BALL,2PC,STANDARD PORT,SS BALL/STEM,600 WOG,SOLDER,NSF 372 & 61,WITH TIH HANDLE | 527.53 | 0 | 4.54 | 1.06 | 2.67 | 0 |  |  |  | 697988732315 | 69798873231 | https://www.milwaukeevalve.com/wp-content/uploads/spec-sheets/UPBA150150S.pdf |  |  | 10/14/19
UTP722 | UPBA150STIH 200 |  | UPBA-150S/UP8513 | UPBA150STIH/UP8513-16 | 2 | 46 | 2 | LOW LEAD BRONZE,BALL,2PC,STANDARD PORT,SS BALL/STEM,600 WOG,SOLDER,NSF 372 & 61,WITH TIH HANDLE | 879.86 | 0 | 6.25 | 2.06 | 3.02 | 0 |  |  |  | 697988732339 | 69798873233 | https://www.milwaukeevalve.com/wp-content/uploads/spec-sheets/UPBA150150S.pdf |  |  | 10/14/19
UTP722 | UPBA150SXHA 12 | A | UPBA150S-XH | UPBA150SXH/UPBA450SXH/UP851306/UP8313A06 | 1/2 | 46 | 0.5 | LOW LEAD BRONZE,BALL,2PC,FULL PORT,SS BALL/STEM,600 WOG,SOLDER,EXT STEM HANDLE,NSF 372 & 61 | 142.1 | 0.665 | 2.39 | 0.5 | 4.14 | 22 | 20.875 | 10.1875 | 2.25 | 697988666016 | 69798866601 | https://www.milwaukeevalve.com/wp-content/uploads/spec-sheets/UPBA150150SOPT.pdf |  |  | 05/16/13
UTP722 | UPBA150SXHA 100 | A | UPBA150S-XH | UPBA150SXH/UP851306 | 1 | 46 | 1 | LOW LEAD BRONZE,BALL,2PC,STANDARD PORT,SS BALL/STEM,600 WOG,SOLDER,EXT STEM HANDLE,NSF 372 & 61 | 274.94 | 1.59 | 3.71 | 0.88 | 4.54 | 12 | 17 | 13.1875 | 2.625 | 697988670914 | 69798867091 | https://www.milwaukeevalve.com/wp-content/uploads/spec-sheets/UPBA150150SOPT.pdf |  |  | 10/07/13
UTP722 | UPBA150SXHA 112 | A | UPBA150S-XH | UPBA150SXH/UP851306 | 1 1/2 | 46 | 1.5 | LOW LEAD BRONZE,BALL,2PC,STANDARD PORT,SS BALL/STEM,600 WOG,SOLDER,EXT STEM HANDLE,NSF 372 & 61 | 629.05 | 3.8 | 5 | 1.31 | 5.1 | 8 | 17 | 13.1875 | 2.625 | 697988670938 | 69798867093 | https://www.milwaukeevalve.com/wp-content/uploads/spec-sheets/UPBA150150SOPT.pdf |  |  | 10/07/13
UTP722 | UPBA150SXHA 114 | A | UPBA150S-XH | UPBA150SXH/UP851306 | 1 1/4 | 46 | 1.25 | LOW LEAD BRONZE,BALL,2PC,STANDARD PORT,SS BALL/STEM,600 WOG,SOLDER,EXT STEM HANDLE,NSF 372 & 61 | 477.73 | 2.995 | 4.54 | 1.06 | 4.92 | 8 | 17 | 13.1875 | 2.625 | 697988670921 | 69798867092 | https://www.milwaukeevalve.com/wp-content/uploads/spec-sheets/UPBA150150SOPT.pdf |  |  | 10/07/13
UTP722 | UPBA150SXHA 200 | A | UPBA150S-XH | UPBA150SXH/UP851306 | 2 | 46 | 2 | LOW LEAD BRONZE,BALL,2PC,STANDARD PORT,SS BALL/STEM,600 WOG,SOLDER,EXT STEM HANDLE,NSF 372 & 61 | 830.06 | 5.585 | 7.19 | 2 | 3.02 | 5 | 19.4375 | 9 | 3.875 | 697988670945 | 69798867094 | https://www.milwaukeevalve.com/wp-content/uploads/spec-sheets/UPBA150150SOPT.pdf |  |  | 10/07/13
UTP722 | UPBA150SXHA 212 | A | UPBA150S-XH | UPBA150SXH/UP851306 | 2 1/2 | 46 | 2.5 | LOW LEAD BRONZE,BALL,2PC,STANDARD PORT,SS BALL/STEM,600 WOG,SOLDER,EXT STEM HANDLE,NSF 372 & 61 | 2750.19 | 11.65 | 7.36 | 0 | 3.44 | 3 | 16 | 11.3125 | 3.6875 | 697988716087 | 69798871608 | https://www.milwaukeevalve.com/wp-content/uploads/spec-sheets/UPBA150150SOPT.pdf |  |  | 05/03/18
UTP722 | UPBA150SXHA 300 | A | UPBA150S-XH | UPBA150SXH/UP851306 | 3 | 46 | 3 | LOW LEAD BRONZE,BALL,2PC,STANDARD PORT,SS BALL/STEM,600 WOG,SOLDER,EXT STEM HANDLE,NSF 372 & 61 | 3128.56 | 17.61 | 8.09 | 0 | 3.9 | 3 | 16 | 8.6875 | 4.9375 | 697988716094 | 69798871609 | https://www.milwaukeevalve.com/wp-content/uploads/spec-sheets/UPBA150150SOPT.pdf |  |  | 05/03/18
UTP722 | UPBA150SXHB 34 | B | UPBA150S-XH | UPBA150SXH/UPBA450SXH/UP851306/UP8313A06 | 3/4 | 46 | 0.75 | LOW LEAD BRONZE,BALL,2PC,FULL PORT,SS BALL/STEM,600 WOG,SOLDER,EXT STEM HANDLE,NSF 372 & 61 | 239.35 | 1.295 | 3.05 | 0.76 | 3.38 | 16 | 20.875 | 10.1875 | 2.25 | 697988681224 | 69798868122 | https://www.milwaukeevalve.com/wp-content/uploads/spec-sheets/UPBA150150SOPT.pdf |  |  | 08/07/14
UTP722 | UPBA-150SXLD 12 | A | UPBA150S-XLD | UPBA150SXLD/UPBA450SXLD/UP851327/UP8313A27 | 1/2 | 46 | 0.5 | LOW LEAD BRONZE,BALL,2PC,FULL PORT,SS BALL/STEM,600 WOG,SOLDER,W/EXT LOCKING HANDLE,NSF 372 & 61 | 217.56 | 1.155 | 2.39 | 0.5 | 4.14 | 1 | 6.625 | 5.1875 | 2.8125 | 697988672406 | 69798867240 | https://www.milwaukeevalve.com/wp-content/uploads/spec-sheets/UPBA150150SOPT.pdf | https://www.hammondvalve.com/wp-content/uploads/ioms/UPSolderEndIOM.pdf | https://www.hammondvalve.com/wp-content/uploads/pdfs/UPSolderingConsiderations.pdf | 10/21/13
UTP722 | UPBA-150SXLD100 | A | UPBA150S-XLD | UPBA150SXLD/UP851327 | 1 | 46 | 1 | LOW LEAD BRONZE,BALL,2PC,FULL PORT,SS BALL AND STEM,600 WOG,SOLDER ENDS,W/EXT LOCKING HANDLE | 368.18 | 2.03 | 3.71 | 1.38 | 4.54 | 12 | 20.875 | 10.1875 | 2.25 | 697988695894 | 69798869589 | https://www.milwaukeevalve.com/wp-content/uploads/spec-sheets/UPBA150150SOPT.pdf | https://www.hammondvalve.com/wp-content/uploads/ioms/UPSolderEndIOM.pdf | https://www.hammondvalve.com/wp-content/uploads/pdfs/UPSolderingConsiderations.pdf | 11/10/15
UTP722 | UPBA-150SXLD112 | A | UPBA150S-XLD | UPBA150SXLD/UP851327 | 1 1/2 | 46 | 1.5 | LOW LEAD BRONZE,BALL,2PC,STANDARD PORT,SS BALL/STEM,600 WOG,SOLDER,EXTENDED LCKNG HNDL,NSF 372 & 61 | 741.99 | 4.56 | 5 | 1.81 | 2.85 | 1 |  |  |  | 697988695900 | 69798869590 | https://www.milwaukeevalve.com/wp-content/uploads/spec-sheets/UPBA150150SOPT.pdf | https://www.hammondvalve.com/wp-content/uploads/ioms/UPSolderEndIOM.pdf | https://www.hammondvalve.com/wp-content/uploads/pdfs/UPSolderingConsiderations.pdf | 11/10/15
UTP722 | UPBA-150SXLD114 | A | UPBA150S-XLD | UPBA150SXLD/UP851327 | 1 1/4 | 46 | 1.25 | LOW LEAD BRONZE,BALL,2PC,STANDARD PORT,SS BALL/STEM,600 WOG,SOLDER,EXT LCKNG HNDL,NSF 372 & 61 | 590.69 | 4.13 | 4.54 | 1.56 | 2.67 | 1 |  |  |  | 697988697140 | 69798869714 | https://www.milwaukeevalve.com/wp-content/uploads/spec-sheets/UPBA150150SOPT.pdf | https://www.hammondvalve.com/wp-content/uploads/ioms/UPSolderEndIOM.pdf | https://www.hammondvalve.com/wp-content/uploads/pdfs/UPSolderingConsiderations.pdf | 01/25/16
UTP722 | UPBA-150SXLD200 | A | UPBA150S-XLD | UPBA150SXLD/UP851327 | 2 | 46 | 2 | LOW LEAD BRONZE,BALL,2PC,STANDARD PORT,SS BALL/STEM,600 WOG,SOLDER,EXTENDED LCKNG HNDL,NSF 372 & 61 | 943.01 | 6.29 | 6.25 | 2.06 | 3.02 | 4 | 16 | 11.3125 | 3.6875 | 697988695917 | 69798869591 | https://www.milwaukeevalve.com/wp-content/uploads/spec-sheets/UPBA150150SOPT.pdf | https://www.hammondvalve.com/wp-content/uploads/ioms/UPSolderEndIOM.pdf | https://www.hammondvalve.com/wp-content/uploads/pdfs/UPSolderingConsiderations.pdf | 11/10/15
UTP722 | UPBA150SXLDB 34 | B | UPBA150S-XLD | UPBA150SXLD/UPBA450SXLD/UP851327/UP8313A27 | 3/4 | 46 | 0.75 | LOW LEAD BRONZE,BALL,2PC,FULL PORT,SS BALL/STEM,600 WOG,SOLDER,EXT LOCKING HANDLE,NSF 372 & 61 | 332.59 | 1.75 | 3.05 | 0.76 | 4.38 | 16 | 20.875 | 10.1875 | 2.25 | 697988681248 | 69798868124 | https://www.milwaukeevalve.com/wp-content/uploads/spec-sheets/UPBA150150SOPT.pdf | https://www.hammondvalve.com/wp-content/uploads/ioms/UPSolderEndIOM.pdf | https://www.hammondvalve.com/wp-content/uploads/pdfs/UPSolderingConsiderations.pdf | 08/07/14
UTP722 | UPBA150SXMA 12 | A | UPBA150S-XM | UPBA150SXM/UPBA450SXM/UP851309/UP8313A09 | 1/2 | 46 | 0.5 | LOW LEAD BRONZE,BALL,2PC,FULL PORT,SS BALL/STEM,600 WOG,SOLDER,EXT HANDLE W/MEM STOP,NSF 372 & 61 | 184.96 | 0.9 | 2.39 | 0.5 | 4.14 | 20 |  |  |  | 697988692749 | 69798869274 | https://www.milwaukeevalve.com/wp-content/uploads/spec-sheets/UPBA150150SOPT.pdf |  |  | 05/05/15
UTP722 | UPBA150SXMA 38 | A | UPBA150S-XM | UPBA150SXM/UPBA450SXM/UP851309/UP8313A09 | 3/8 | 46 | 0.375 | LOW LEAD BRONZE,BALL,2PC,FULL PORT,SS BALL/STEM,600 WOG,SOLDER,EXT HANDLE W/MEM STOP,NSF 372 & 61 | 184.96 | 0.625 | 1 | 380 | 4.06 | 1 |  |  |  | 697988692756 | 69798869275 | https://www.milwaukeevalve.com/wp-content/uploads/spec-sheets/UPBA150150SOPT.pdf |  |  | 05/05/15
UTP722 | UPBA150SXMA 100 | A | UPBA150S-XM | UPBA150SXM/UP851309 | 1 | 46 | 1 | LOW LEAD BRONZE,BALL,2PC,STD PORT,SS BALL/STEM,600 WOG,SOLDER,EXT HANDLE W/MEM STOP,NSF 372 & 61 | 317.82 | 1.81 | 3.71 | 0.88 | 4.54 | 12 | 17 | 13.1875 | 2.625 | 697988692763 | 69798869276 | https://www.milwaukeevalve.com/wp-content/uploads/spec-sheets/UPBA150150SOPT.pdf |  |  | 05/05/15
UTP722 | UPBA150SXMA 112 | A | UPBA150S-XM | UPBA150SXM/UP851309 | 1 1/2 | 46 | 1.5 | LOW LEAD BRONZE,BALL,2PC,STD PORT,SS BALL/STEM,600 WOG,SOLDER,EXT HANDLE W/MEM STOP,NSF 372 & 61 | 667.28 | 3.65 | 5 | 1.31 | 5.1 | 8 | 17 | 13.1875 | 2.625 | 697988692787 | 69798869278 | https://www.milwaukeevalve.com/wp-content/uploads/spec-sheets/UPBA150150SOPT.pdf |  |  | 05/05/15
UTP722 | UPBA150SXMA 114 | A | UPBA150S-XM | UPBA150SXM/UP851309 | 1 1/4 | 46 | 1.25 | LOW LEAD BRONZE,BALL,2PC,STD PORT,SS BALL/STEM,600 WOG,SOLDER,EXT HANDLE W/MEM STOP,NSF 372 & 61 | 515.98 | 2.79 | 4.54 | 1.06 | 4.92 | 1 |  |  |  | 697988692770 | 69798869277 | https://www.milwaukeevalve.com/wp-content/uploads/spec-sheets/UPBA150150SOPT.pdf |  |  | 05/05/15
UTP722 | UPBA150SXMA 200 | A | UPBA150S-XM | UPBA150SXM/UP851309 | 2 | 46 | 2 | LOW LEAD BRONZE,BALL,2PC,STD PORT,SS BALL/STEM,600 WOG,SOLDER,EXT HANDLE W/MEM STOP,NSF 372 & 61 | 868.29 | 5.82 | 7.19 | 2 | 3.02 | 5 | 16 | 11.3125 | 3.6875 | 697988692794 | 69798869279 | https://www.milwaukeevalve.com/wp-content/uploads/spec-sheets/UPBA150150SOPT.pdf |  |  | 05/05/15
UTP722 | UPBA150SXMB 34 | B | UPBA150S-XM | UPBA150SXM/UPBA450SXM/UP851309/UP8313A09 | 3/4 | 46 | 0.75 | LOW LEAD BRONZE,BALL,2PC,F-PORT,SS BALL/STEM,600 WOG,SOLDER,EXT HNDL W/MEM STOP,NSF 372 & 61,REV B | 282.22 | 1.52 | 3.05 | 0.76 | 3.38 | 16 |  |  |  | 697988692800 | 69798869280 | https://www.milwaukeevalve.com/wp-content/uploads/spec-sheets/UPBA150150SOPT.pdf |  |  | 05/05/15
UTP722 | UPBA150TIH 12 |  | UPBA-150/UPBA-450/UP8511/UP8311A | UPBA150TIH/UPBA450TIH/UP851116/UP8311A16 | 1/2 | 46 | 0.5 | LOW LEAD BRONZE,BALL,2PC,FULL PORT,CP BRASS BALL,600 WOG,SOLDER ENDS,NSF 372 & 61,WITH TIH HANDLE | 139.47 | 1.15 | 2.39 | 0.5 | 1.89 | 4 |  |  |  | 697988731974 | 69798873197 | https://www.milwaukeevalve.com/wp-content/uploads/spec-sheets/UPBA150150S.pdf |  |  | 10/09/19
UTP722 | UPBA150TIH 34 |  | UPBA-150/UPBA-450/UP8511/UP8311A | UPBA150TIH/UPBA450TIH/UP851116/UP8311A16 | 3/4 | 46 | 0.75 | LOW LEAD BRONZE,BALL,2PC,FULL PORT,CP BRASS BALL,600 WOG,SOLDER ENDS,NSF 372 & 61,WITH TIH HANDLE | 188.53 | 2.06 | 3.05 | 0.76 | 2.13 | 4 |  |  |  | 697988731998 | 69798873199 | https://www.milwaukeevalve.com/wp-content/uploads/spec-sheets/UPBA150150S.pdf |  |  | 10/09/19
UTP722 | UPBA150TIH 38 |  | UPBA-150/UPBA-450/UP8511/UP8311A | UPBA150TIH/UPBA450TIH/UP851116/UP8311A16 | 3/8 | 46 | 0.375 | LOW LEAD BRONZE,BALL,2PC,FULL PORT,CP BRASS BALL,600 WOG,SOLDER ENDS,NSF 372 & 61,WITH TIH HANDLE | 139.47 | 0 | 1.86 | 0.38 | 1.81 | 0 |  |  |  | 697988732049 | 69798873204 | https://www.milwaukeevalve.com/wp-content/uploads/spec-sheets/UPBA150150S.pdf |  |  | 10/09/19
UTP722 | UPBA150TIH 100 |  | UPBA-150/UP8511 | UPBA150TIH/UP851116 | 1 | 46 | 1 | LOW LEAD BRONZE,BALL,2PC,STANDARD PORT,CP BRASS BALL,600 WOG,SOLDER ENDS,NSF 372 & 61,WITH TIH HANDL | 201.69 | 1.95 | 3.71 | 0.88 | 2.29 | 0 |  |  |  | 697988732001 | 69798873200 | https://www.milwaukeevalve.com/wp-content/uploads/spec-sheets/UPBA150150S.pdf |  |  | 10/09/19
UTP722 | UPBA150TIH 112 |  | UPBA-150/UP8511 | UPBA150TIH/UP851116 | 1 1/2 | 46 | 1.5 | LOW LEAD BRONZE,BALL,2PC,STANDARD PORT,CP BRASS BALL,600 WOG,SOLDER ENDS,NSF 372 & 61,WITH TIH HANDL | 432.38 | 0 | 5 | 1.31 | 2.85 | 0 |  |  |  | 697988732025 | 69798873202 | https://www.milwaukeevalve.com/wp-content/uploads/spec-sheets/UPBA150150S.pdf |  |  | 10/09/19
UTP722 | UPBA150TIH 114 |  | UPBA-150/UP8511 | UPBA150TIH/UP851116 | 1 1/4 | 46 | 1.25 | LOW LEAD BRONZE,BALL,2PC,STANDARD PORT,CP BRASS BALL,600 WOG,SOLDER ENDS,NSF 372 & 61,WITH TIH HANDL | 358.44 | 0 | 4.54 | 1.06 | 2.67 | 0 |  |  |  | 697988732018 | 69798873201 | https://www.milwaukeevalve.com/wp-content/uploads/spec-sheets/UPBA150150S.pdf |  |  | 10/09/19
UTP722 | UPBA150TIH 200 |  | UPBA-150/UP8511 | UPBA150TIH/UP851116 | 2 | 46 | 2 | LOW LEAD BRONZE,BALL,2PC,STANDARD PORT,CP BRASS BALL,600 WOG,SOLDER ENDS,NSF 372 & 61,WITH TIH HANDL | 521.01 | 0 | 6.25 | 2.06 | 3.02 | 0 |  |  |  | 697988732032 | 69798873203 | https://www.milwaukeevalve.com/wp-content/uploads/spec-sheets/UPBA150150S.pdf |  |  | 10/09/19
UTP722 | UPBA150XH A 12 | A | UPBA150-XH | UPBA150XH/UPBA450XH/UP851306/UP8313A06 | 1/2 | 46 | 0.5 | LOW LEAD BRONZE,BALL,2PC,FULL PORT,CP BRASS BALL,600 WOG,SOLDER,STEM EXT HANDLE,NSF 372 & 61 | 99.53 | 0.665 | 2.39 | 0.5 | 3 | 22 | 20.875 | 10.1875 | 2.25 | 697988639058 | 69798863905 | https://www.milwaukeevalve.com/wp-content/uploads/spec-sheets/UPBA150150SOPT.pdf |  |  | 05/09/11
UTP722 | UPBA150XH A 100 | A | UPBA150-XH | UPBA150XH/UP851106 | 1 | 46 | 1 | LOW LEAD BRONZE,BALL,2PC,STANDARD PORT,CP BRASS BALL,600 WOG,SOLDER,STEM EXT HANDLE,NSF 372 & 61 | 161.74 | 1.58 | 3.71 | 0.88 | 4.54 | 12 | 17 | 13.1875 | 2.625 | 697988670877 | 69798867087 | https://www.milwaukeevalve.com/wp-content/uploads/spec-sheets/UPBA150150SOPT.pdf |  |  | 10/07/13
UTP722 | UPBA150XH A 112 | A | UPBA150-XH | UPBA150XH/UP851106 | 1 1/2 | 46 | 1.5 | LOW LEAD BRONZE,BALL,2PC,STANDARD PORT,CP BRASS BALL,600 WOG,SOLDER,STEM EXT HANDLE,NSF 372 & 61 | 382.56 | 3.745 | 5 | 1.31 | 5.1 | 8 | 17 | 13.1875 | 2.625 | 697988670891 | 69798867089 | https://www.milwaukeevalve.com/wp-content/uploads/spec-sheets/UPBA150150SOPT.pdf |  |  | 10/07/13
UTP722 | UPBA150XH A 114 | A | UPBA150-XH | UPBA150XH/UP851106 | 1 1/4 | 46 | 1.25 | LOW LEAD BRONZE,BALL,2PC,STANDARD PORT,CP BRASS BALL,600 WOG,SOLDER,STEM EXT HANDLE,NSF 372 & 61 | 308.63 | 2.94 | 4.54 | 1.06 | 4.92 | 8 | 17 | 13.1875 | 2.625 | 697988670884 | 69798867088 | https://www.milwaukeevalve.com/wp-content/uploads/spec-sheets/UPBA150150SOPT.pdf |  |  | 10/07/13
UTP722 | UPBA150XH A 200 | A | UPBA150-XH | UPBA150XH/UP851106 | 2 | 46 | 2 | LOW LEAD BRONZE,BALL,2PC,STANDARD PORT,CP BRASS BALL,600 WOG,SOLDER,STEM EXT HANDLE,NSF 372 & 61 | 471.21 | 5.565 | 7.19 | 2 | 5.27 | 5 | 19.4375 | 9 | 3.875 | 697988670907 | 69798867090 | https://www.milwaukeevalve.com/wp-content/uploads/spec-sheets/UPBA150150SOPT.pdf |  |  | 10/07/13
UTP722 | UPBA150XH A 212 |  | UPBA-150/UP8511 | UPBA150XH/UP8511-06 | 2 1/2 | 46 | 2.5 | LOW LEAD BRONZE,BALL,2PC,STANDARD PORT,CP BRASS BALL,600 WOG,SOLDER ENDS,EXT HANDLE,NSF 372 & 61 | 1872.31 | 11.3 | 7.36 | 0 | 3.44 | 0 |  |  |  | 697988731493 | 69798873149 | https://www.milwaukeevalve.com/wp-content/uploads/spec-sheets/UPBA150150S.pdf |  |  | 09/19/19
UTP722 | UPBA150XH A 300 |  | UPBA-150/UP8511 | UPBA150XH/UP8511-06 | 3 | 46 | 3 | LOW LEAD BRONZE,BALL,2PC,STANDARD PORT,CP BRASS BALL,600 WOG,SOLDER ENDS,EXT. HANDLE,NSF 372 & 61 | 2122.04 | 0 | 8.09 | 0 | 3.9 | 0 |  |  |  | 697988731509 | 69798873150 | https://www.milwaukeevalve.com/wp-content/uploads/spec-sheets/UPBA150150S.pdf |  |  | 09/19/19
UTP722 | UPBA150XH B 34 | B | UPBA150-XH | UPBA150XH/UPBA450XH/UP851306/UP8313A06 | 3/4 | 46 | 0.75 | LOW LEAD BRONZE,BALL,2PC,FULL PORT,CP BRASS BALL,600 WOG,SOLDER,STEM EXT HANDLE,NSF 372 & 61,REV B | 148.6 | 1.295 | 3.05 | 0.76 | 3.38 | 16 | 20.875 | 10.1875 | 2.25 | 697988691650 | 69798869165 | https://www.milwaukeevalve.com/wp-content/uploads/spec-sheets/UPBA150150SOPT.pdf |  |  | 03/16/15
UTP722 | UPBA150XLDA 12 | A | UPBA150-XLD | UPBA150XLD/UPBA450XLD/UP851127/UP831127 | 1/2 | 46 | 0.5 | LOW LEAD BRONZE,BALL,2PC,FULL PORT,CP BRASS BALL,600 WOG,SOLDER,W/EXT LOCKING HANDLE,NSF 372 & 61 | 174.99 | 0 | 2.39 | 0.5 | 4.14 | 0 |  |  |  | 697988728882 | 69798872888 | https://www.milwaukeevalve.com/wp-content/uploads/spec-sheets/UPBA150150SOPT.pdf | https://www.hammondvalve.com/wp-content/uploads/ioms/UPSolderEndIOM.pdf | https://www.hammondvalve.com/wp-content/uploads/pdfs/UPSolderingConsiderations.pdf | 08/05/19
UTP722 | UPBA150XLDA 38 | A | UPBA150-XLD | UPBA150XLD/UPBA450XLD/UP851127/UP831127 | 3/8 | 46 | 0.375 | LOW LEAD BRONZE,BALL,2PC,FULL PORT,CP BRASS BALL,600 WOG,SOLDER,LOCKING HANDLE,NSF 372 & 61 | 174.99 | 0 | 2.1 | 0.88 | 1.8 | 0 |  |  |  | 697988747821 | 69798874782 | https://www.milwaukeevalve.com/wp-content/uploads/spec-sheets/UPBA150150SOPT.pdf |  |  | 06/25/21
UTP722 | UPBA150XLDA 100 | A | UPBA150-XLD | UPBA150XLD/UP851127 | 1 | 46 | 1 | LOW LEAD BRONZE,BALL,2PC,STANDARD PORT,CP BRASS BALL,600 WOG,SOLDER,EXT LCKNG HANDLE,NSF 372 & 61 | 254.99 | 0 | 3.17 | 1.38 | 2.29 | 0 |  |  |  | 697988728905 | 69798872890 | https://www.milwaukeevalve.com/wp-content/uploads/spec-sheets/UPBA150150SOPT.pdf | https://www.hammondvalve.com/wp-content/uploads/ioms/UPSolderEndIOM.pdf | https://www.hammondvalve.com/wp-content/uploads/pdfs/UPSolderingConsiderations.pdf | 08/05/19
UTP722 | UPBA150XLDA 112 | A | UPBA150-XLD | UPBA150XLD/UP851127 | 1 1/2 | 46 | 1.5 | LOW LEAD BRONZE,BALL,2PC,STANDARD PORT,CP BRASS BALL,600 WOG,SOLDER,EXT LCKNG HANDLE,NSF 372 & 61 | 495.51 | 0 | 5 | 1.81 | 2.85 | 0 |  |  |  | 697988728929 | 69798872892 | https://www.milwaukeevalve.com/wp-content/uploads/spec-sheets/UPBA150150SOPT.pdf | https://www.hammondvalve.com/wp-content/uploads/ioms/UPSolderEndIOM.pdf | https://www.hammondvalve.com/wp-content/uploads/pdfs/UPSolderingConsiderations.pdf | 08/05/19
UTP722 | UPBA150XLDA 114 | A | UPBA150-XLD | UPBA150XLD/UP851127 | 1 1/4 | 46 | 1.25 | LOW LEAD BRONZE,BALL,2PC,STANDARD PORT,CP BRASS BALL,600 WOG,SOLDER,EXT LCKNG HANDLE,NSF 372 & 61 | 421.57 | 0 | 4.54 | 1.56 | 2.67 | 0 |  |  |  | 697988728912 | 69798872891 | https://www.milwaukeevalve.com/wp-content/uploads/spec-sheets/UPBA150150SOPT.pdf | https://www.hammondvalve.com/wp-content/uploads/ioms/UPSolderEndIOM.pdf | https://www.hammondvalve.com/wp-content/uploads/pdfs/UPSolderingConsiderations.pdf | 08/05/19
UTP722 | UPBA150XLDA 200 | A | UPBA150-XLD | UPBA150XLD/UP851127 | 2 | 46 | 2 | LOW LEAD BRONZE,BALL,2PC,STANDARD PORT,CP BRASS BALL,600 WOG,SOLDER,EXT LCKNG HANDLE,NSF 372 & 61 | 584.17 | 0 | 6.25 | 2.06 | 3.02 | 0 |  |  |  | 697988728936 | 69798872893 | https://www.milwaukeevalve.com/wp-content/uploads/spec-sheets/UPBA150150SOPT.pdf | https://www.hammondvalve.com/wp-content/uploads/ioms/UPSolderEndIOM.pdf | https://www.hammondvalve.com/wp-content/uploads/pdfs/UPSolderingConsiderations.pdf | 08/05/19
UTP722 | UPBA150XLDB 34 | B | UPBA150-XLD | UPBA150XLD/UPBA450XLD/UP851127/UP831127 | 3/4 | 46 | 0.75 | LOW LEAD BRONZE,BALL,2PC,FULL PORT,CP BRASS BALL,600 WOG,SOLDER,W/EXT LOCKING HANDLE,NSF 372 & 61 | 241.83 | 1.75 | 3.05 | 0.76 | 1.89 | 12 | 20.875 | 10.1875 | 2.25 | 697988728943 | 69798872894 | https://www.milwaukeevalve.com/wp-content/uploads/spec-sheets/UPBA150150SOPT.pdf | https://www.hammondvalve.com/wp-content/uploads/ioms/UPSolderEndIOM.pdf | https://www.hammondvalve.com/wp-content/uploads/pdfs/UPSolderingConsiderations.pdf | 08/05/19
UTP722 | UPBA150XM A 12 | A | UPBA150-XM | UPBA150XM/UPBA450XM/UP851109/UP8311A09 | 1/2 | 46 | 0.5 | LOW LEAD BRONZE,BALL,2PC,FULL PORT,CP BRASS BALL,600 WOG,SOLDER,EXT HNDL W/MEMORY STOP,NSF 372 & 61 | 142.39 | 0.875 | 2.39 | 0.5 | 1.89 | 22 |  |  |  | 697988692688 | 69798869268 | https://www.milwaukeevalve.com/wp-content/uploads/spec-sheets/UPBA150150SOPT.pdf |  |  | 05/05/15
UTP722 | UPBA150XM A 38 | A | UPBA150-XM | UPBA150XM/UPBA450XM/UP851109/UP8311A09 | 3/8 | 46 | 0.375 | LOW LEAD BRONZE,BALL,2PC,FULL PORT,CP BRASS BALL,600 WOG,SOLDER,EXT HNDL W/MEMORY STOP,NSF 372 & 61 | 142.39 | 0.805 | 1.86 | 0.38 | 1.81 | 1 |  |  |  | 697988692671 | 69798869267 | https://www.milwaukeevalve.com/wp-content/uploads/spec-sheets/UPBA150150SOPT.pdf |  |  | 05/05/15
UTP722 | UPBA150XM A 100 | A | UPBA150-XM | UPBA150XM/UP851109 | 1 | 46 | 1 | LOW LEAD BRONZE,BALL,2PC,STD PORT,CP BRASS BALL,600 WOG,SOLDER,EXT HANDLE W/MEMORY STOP,NSF 372 & 61 | 204.62 | 1.81 | 3.71 | 0.88 | 2.29 | 12 | 17 | 13.1875 | 2.625 | 697988692695 | 69798869269 | https://www.milwaukeevalve.com/wp-content/uploads/spec-sheets/UPBA150150SOPT.pdf |  |  | 05/05/15
UTP722 | UPBA150XM A 112 | A | UPBA150-XM | UPBA150XM/UP851109 | 1 1/2 | 46 | 1.5 | LOW LEAD BRONZE,BALL,2PC,STD PORT,CP BRASS BALL,600 WOG,SOLDER,EXT HANDLE W/MEMORY STOP,NSF 372 & 61 | 420.82 | 3.94 | 5 | 1.31 | 2.85 | 8 | 17 | 13.1875 | 2.625 | 697988692718 | 69798869271 | https://www.milwaukeevalve.com/wp-content/uploads/spec-sheets/UPBA150150SOPT.pdf |  |  | 05/05/15
UTP722 | UPBA150XM A 114 | A | UPBA150-XM | UPBA150XM/UP851109 | 1 1/4 | 46 | 1.25 | LOW LEAD BRONZE,BALL,2PC,STD PORT,CP BRASS BALL,600 WOG,SOLDER,EXT HANDLE W/MEMORY STOP,NSF 372 & 61 | 346.87 | 2.79 | 4.54 | 1.06 | 2.67 | 1 |  |  |  | 697988692701 | 69798869270 | https://www.milwaukeevalve.com/wp-content/uploads/spec-sheets/UPBA150150SOPT.pdf |  |  | 05/05/15
UTP722 | UPBA150XM A 200 | A | UPBA150-XM | UPBA150XM/UP851109 | 2 | 46 | 2 | LOW LEAD BRONZE,BALL,2PC,STD PORT,CP BRASS BALL,600 WOG,SOLDER,EXT HANDLE W/MEMORY STOP,NSF 372 & 61 | 509.47 | 5.795 | 6.25 | 2.06 | 3.02 | 5 | 16 | 11.3125 | 3.6875 | 697988692725 | 69798869272 | https://www.milwaukeevalve.com/wp-content/uploads/spec-sheets/UPBA150150SOPT.pdf |  |  | 05/05/15
UTP722 | UPBA150XM B 34 | B | UPBA150-XM | UPBA150XM/UPBA450XM/UP851109/UP8311A09 | 3/4 | 46 | 0.75 | LOW LEAD BRONZE,BALL,2PC,F-PORT,CP BRASS BALL,600 WOG,SOLDER,EXT HNDL W/MEM STOP,NSF 372 & 61,REV B | 191.46 | 1.53 | 3.05 | 0.76 | 2.13 | 16 | 20.875 | 10.1875 | 2.25 | 697988692732 | 69798869273 | https://www.milwaukeevalve.com/wp-content/uploads/spec-sheets/UPBA150150SOPT.pdf |  |  | 05/05/15
UTP722 | UPBA-400 A 100 | A | UPBA400 | UPBA400/UP8301A | 1 | 47 | 1 | LOW LEAD BRONZE,BALL,2PC,FULL PORT,CP BRASS BALL,600 WOG,THREADED,NSF 372 & 61 | 139.86 | 2.225 | 3.32 | 1.06 | 2.69 | 6 | 9.25 | 6.75 | 3.875 | 697988613645 | 69798861364 | https://www.milwaukeevalve.com/wp-content/uploads/spec-sheets/UPBA400400S.pdf | https://www.milwaukeevalve.com/wp-content/uploads/ioms/UPThreadedEndIOM.pdf |  | 06/22/09
UTP722 | UPBA-400 A 112 | A | UPBA400 | UPBA400/UP8301A | 1 1/2 | 47 | 1.5 | LOW LEAD BRONZE,BALL,2PC,FULL PORT,CP BRASS BALL,600 WOG,THREADED,NSF 372 & 61 | 525.86 | 4.425 | 4.28 | 1.66 | 3 | 4 | 0 | 0 | 0 | 697988613669 | 69798861366 | https://www.milwaukeevalve.com/wp-content/uploads/spec-sheets/UPBA400400S.pdf | https://www.milwaukeevalve.com/wp-content/uploads/ioms/UPThreadedEndIOM.pdf |  | 06/22/09
UTP722 | UPBA-400 A 114 | A | UPBA400 | UPBA400/UP8301A | 1 1/4 | 47 | 1.25 | LOW LEAD BRONZE,BALL,2PC,FULL PORT,CP BRASS BALL,600 WOG,THREADED,NSF 372 & 61 | 408.69 | 3.25 | 3.77 | 1.31 | 2.82 | 4 | 9.25 | 6.75 | 3.875 | 697988613652 | 69798861365 | https://www.milwaukeevalve.com/wp-content/uploads/spec-sheets/UPBA400400S.pdf | https://www.milwaukeevalve.com/wp-content/uploads/ioms/UPThreadedEndIOM.pdf |  | 06/22/09
UTP722 | UPBA-400 A 200 | A | UPBA400 | UPBA400/UP8301A | 2 | 47 | 2 | LOW LEAD BRONZE,BALL,2PC,FULL PORT,CP BRASS BALL,600 WOG,THREADED,NSF 372 & 61 | 897.34 | 8.53 | 5.1 | 2 | 3.36 | 1 | 8 | 6 | 5 | 697988613676 | 69798861367 | https://www.milwaukeevalve.com/wp-content/uploads/spec-sheets/UPBA400400S.pdf | https://www.milwaukeevalve.com/wp-content/uploads/ioms/UPThreadedEndIOM.pdf |  | 06/22/09
UTP722 | UPBA-400LD 100 | A | UPBA400-LD | UPBA400LD/UP8301A07 | 1 | 47 | 1 | LOW LEAD BRONZE,BALL,2PC,FULL PORT,CP BRASS BALL,600 WOG,THREADED,LCKNG HNDL,NSF 372 & 61 | 178.86 | 2.315 | 3.32 | 1.06 | 2.69 | 6 |  |  |  | 697988702233 | 69798870223 | https://www.milwaukeevalve.com/wp-content/uploads/spec-sheets/UPBA400400SOPT.pdf | https://www.milwaukeevalve.com/wp-content/uploads/ioms/UPThreadedEndIOM.pdf |  | 09/20/16
UTP722 | UPBA-400LD 112 | A | UPBA400-LD | UPBA400LD/UP8301A07 | 1 1/2 | 47 | 1.5 | LOW LEAD BRONZE,BALL,2PC,FULL PORT,CP BRASS BALL,600 WOG,THREADED,LCKNG HNDL,NSF 372 & 61 | 564.87 | 4.495 | 4.28 | 1.66 | 3 | 4 |  |  |  | 697988702257 | 69798870225 | https://www.milwaukeevalve.com/wp-content/uploads/spec-sheets/UPBA400400SOPT.pdf | https://www.milwaukeevalve.com/wp-content/uploads/ioms/UPThreadedEndIOM.pdf |  | 09/20/16
UTP722 | UPBA-400LD 114 | A | UPBA400-LD | UPBA400LD/UP8301A07 | 1 1/4 | 47 | 1.25 | LOW LEAD BRONZE,BALL,2PC,FULL PORT,CP BRASS BALL,600 WOG,THREADED,LCKNG HNDL,NSF 372 & 61 | 447.72 | 3.35 | 3.77 | 1.31 | 2.82 | 1 |  |  |  | 697988702240 | 69798870224 | https://www.milwaukeevalve.com/wp-content/uploads/spec-sheets/UPBA400400SOPT.pdf | https://www.milwaukeevalve.com/wp-content/uploads/ioms/UPThreadedEndIOM.pdf |  | 09/20/16
UTP722 | UPBA-400LD 200 | A | UPBA400-LD | UPBA400LD/UP8301A07 | 2 | 47 | 2 | LOW LEAD BRONZE,BALL,2PC,FULL PORT,CP BRASS BALL,600 WOG,THREADED,LCKNG HNDL,NSF 372 & 61 | 936.36 | 8.67 | 5.1 | 2 | 3.36 | 1 | 8 | 6 | 5 | 697988702264 | 69798870226 | https://www.milwaukeevalve.com/wp-content/uploads/spec-sheets/UPBA400400SOPT.pdf | https://www.milwaukeevalve.com/wp-content/uploads/ioms/UPThreadedEndIOM.pdf |  | 09/20/16
UTP722 | UPBA-400LOA 100 | A | UPBA400-LO | UPBA400LO | 1 | 47 | 1 | LOW LEAD BRONZE,BALL,2PC,FULL PORT,CP BRASS BALL,600 WOG,THREADED,LCKNG OVAL HNDL,NSF 372 & 61 | 228.6 | 0 | 3.32 | 1.06 | 2.69 | 0 |  |  |  | 697988760295 | 69798876029 | https://www.milwaukeevalve.com/wp-content/uploads/spec-sheets/UPBA400400SOPT.pdf | https://www.milwaukeevalve.com/wp-content/uploads/ioms/UPThreadedEndIOM.pdf |  | 03/28/22
UTP722 | UPBA-400P1A 100 |  | UPBA-400/UP8301A | UPBA400P1/UP8301AP1 | 1 | 47 | 1 | LOW LEAD BRONZE,BALL,2PC,FULL PORT,CP BRASS BALL,600 WOG,THREADED x PRESS,NSF 372 & 61 | 177.03 | 0 | 3.32 | 1.06 | 2.69 | 0 |  |  |  | 697988734470 | 69798873447 | https://www.milwaukeevalve.com/wp-content/uploads/spec-sheets/UPBA150150S.pdf |  |  | 02/19/20
UTP722 | UPBA-400P1A 112 |  | UPBA-400/UP8301A | UPBA400P1/UP8301AP1 | 1 1/2 | 47 | 1.5 | LOW LEAD BRONZE,BALL,2PC,FULL PORT,CP BRASS BALL,600 WOG,THREADED x PRESS,NSF 372 & 61 | 609.76 | 0 | 4.28 | 1.66 | 3 | 0 |  |  |  | 697988734494 | 69798873449 | https://www.milwaukeevalve.com/wp-content/uploads/spec-sheets/UPBA400400S.pdf | https://www.milwaukeevalve.com/wp-content/uploads/ioms/UPThreadedEndIOM.pdf |  | 02/19/20
UTP722 | UPBA-400P1A 114 |  | UPBA-400/UP8301A | UPBA400P1/UP8301AP1 | 1 1/4 | 47 | 1.25 | LOW LEAD BRONZE,BALL,2PC,FULL PORT,CP BRASS BALL,600 WOG,THREADED x PRESS,NSF 372 & 61 | 482.26 | 0 | 3.77 | 1.31 | 2.82 | 0 |  |  |  | 697988734487 | 69798873448 | https://www.milwaukeevalve.com/wp-content/uploads/spec-sheets/UPBA400400S.pdf | https://www.milwaukeevalve.com/wp-content/uploads/ioms/UPThreadedEndIOM.pdf |  | 02/19/20
UTP722 | UPBA-400P1A 200 |  | UPBA-400/UP8301A | UPBA400P1/UP8301AP1 | 2 | 47 | 2 | LOW LEAD BRONZE,BALL,2PC,FULL PORT,CP BRASS BALL,600 WOG,THREADED x PRESS,NSF 372 & 61 | 1019.81 | 0 | 5.1 | 2 | 3.36 | 0 |  |  |  | 697988734500 | 69798873450 | https://www.milwaukeevalve.com/wp-content/uploads/spec-sheets/UPBA400400S.pdf | https://www.milwaukeevalve.com/wp-content/uploads/ioms/UPThreadedEndIOM.pdf |  | 02/19/20
UTP722 | UPBA-400P2A 100 | A | UPBA400 P2 | UPBA400P2 | 1 | 47 | 1 | LOW LEAD BALL,2PC,BRONZE BODY,CP BRASS BALL,200 WOG @ 250 DEG F,PRESS ENDS,FULL PORT | 211.26 | 2.88 | 7.32 | 0 | 2.68 | 5 |  |  |  | 697988675698 | 69798867569 | https://www.milwaukeevalve.com/wp-content/uploads/spec-sheets/UPBA400400SP2.pdf | https://www.milwaukeevalve.com/wp-content/uploads/ioms/UPThreadedEndIOM.pdf |  | 02/26/14
UTP722 | UPBA-400P2A 112 | A | UPBA400 P2 | UPBA400P2 | 1 1/2 | 47 | 1.5 | LOW LEAD BALL,2PC,BRONZE BODY,CP BRASS BALL,200 WOG @ 250 DEG F,PRESS ENDS,FULL PORT | 686.91 | 5.68 | 8.76 | 0 | 3 | 3 |  |  |  | 697988675704 | 69798867570 | https://www.milwaukeevalve.com/wp-content/uploads/spec-sheets/UPBA400400SP2.pdf | https://www.milwaukeevalve.com/wp-content/uploads/ioms/UPThreadedEndIOM.pdf |  | 02/26/14
UTP722 | UPBA-400P2A 114 | A | UPBA400 P2 | UPBA400P2 | 1 1/4 | 47 | 1.25 | LOW LEAD BALL,2PC,BRONZE BODY,CP BRASS BALL,200 WOG @ 250 DEG F,PRESS ENDS,FULL PORT | 549.95 | 4.15 | 7.84 | 0 | 2.82 | 4 |  |  |  | 697988675711 | 69798867571 | https://www.milwaukeevalve.com/wp-content/uploads/spec-sheets/UPBA400400SP2.pdf | https://www.milwaukeevalve.com/wp-content/uploads/ioms/UPThreadedEndIOM.pdf |  | 02/26/14
UTP722 | UPBA-400P2A 200 | A | UPBA400 P2 | UPBA400P2 | 2 | 47 | 2 | LOW LEAD BALL,2PC,BRONZE BODY,CP BRASS BALL,200 WOG @ 250 DEG F,PRESS ENDS,FULL PORT | 1132.44 | 10.92 | 11.1 | 0 | 3.36 | 2 |  |  |  | 697988675728 | 69798867572 | https://www.milwaukeevalve.com/wp-content/uploads/spec-sheets/UPBA400400SP2.pdf | https://www.milwaukeevalve.com/wp-content/uploads/ioms/UPThreadedEndIOM.pdf |  | 02/26/14
UTP722 | UPBA400P2MS 100 |  | UPBA400 P2-MS | UPBA400P2MS | 1 | 47 | 1 | LOW LEAD BALL,2PC,BRONZE BODY,CHROME PLATED BALL,200 WOG @ 250 DEG F,PRESS ENDS,FULL PORT,W/MEM STOP | 219.47 | 3.025 | 7.32 | 0 | 2.68 | 1 |  |  |  | 697988716353 | 69798871635 | https://www.milwaukeevalve.com/wp-content/uploads/spec-sheets/UPBA400400SP2OPT.pdf | https://www.milwaukeevalve.com/wp-content/uploads/ioms/UPThreadedEndIOM.pdf | https://www.milwaukeevalve.com/wp-content/uploads/ioms/UltraPressIOM.pdf | 05/18/18
UTP722 | UPBA400P2MS 112 |  | UPBA400 P2-MS | UPBA400P2MS | 1 1/2 | 47 | 1.5 | LOW LEAD BALL,2PC,BRONZE BODY,CHROME PLATED BALL,200 WOG @ 250 DEG F,PRESS ENDS,FULL PORT,W/MEM STOP | 695.1 | 5.825 | 8.76 | 0 | 3 | 1 |  |  |  | 697988716377 | 69798871637 | https://www.milwaukeevalve.com/wp-content/uploads/spec-sheets/UPBA400400SP2OPT.pdf | https://www.milwaukeevalve.com/wp-content/uploads/ioms/UPThreadedEndIOM.pdf | https://www.milwaukeevalve.com/wp-content/uploads/ioms/UltraPressIOM.pdf | 05/18/18
UTP722 | UPBA400P2MS 114 |  | UPBA400 P2-MS | UPBA400P2MS | 1 1/4 | 47 | 1.25 | LOW LEAD BALL,2PC,BRONZE BODY,CHROME PLATED BALL,200 WOG @ 250 DEG F,PRESS ENDS,FULL PORT,W/MEM STOP | 558.15 | 4.295 | 7.84 | 0 | 2.82 | 1 |  |  |  | 697988716360 | 69798871636 | https://www.milwaukeevalve.com/wp-content/uploads/spec-sheets/UPBA400400SP2OPT.pdf | https://www.milwaukeevalve.com/wp-content/uploads/ioms/UPThreadedEndIOM.pdf | https://www.milwaukeevalve.com/wp-content/uploads/ioms/UltraPressIOM.pdf | 05/18/18
UTP722 | UPBA400P2MS 200 |  | UPBA400 P2-MS | UPBA400P2MS | 2 | 47 | 2 | LOW LEAD BALL,2PC,BRONZE BODY,CHROME PLATED BALL,200 WOG @ 250 DEG F,PRESS ENDS,FULL PORT,W/MEM STOP | 1140.63 | 11.065 | 11.1 | 0 | 3.36 | 1 |  |  |  | 697988716384 | 69798871638 | https://www.milwaukeevalve.com/wp-content/uploads/spec-sheets/UPBA400400SP2OPT.pdf | https://www.milwaukeevalve.com/wp-content/uploads/ioms/UPThreadedEndIOM.pdf | https://www.milwaukeevalve.com/wp-content/uploads/ioms/UltraPressIOM.pdf | 05/18/18
UTP722 | UPBA-400P2XH100 | A | UPBA400 P2-XH | UPBA400P2XH | 1 | 47 | 1 | LOW LEAD BALL,2PC,BRONZE BODY,CP BRASS BALL,200 WOG @ 250 DEG F,PRESS ENDS,FULL PORT,EXT HNDL | 252.23 | 2.88 | 7.32 | 0 | 2.68 | 3 |  |  |  | 697988697829 | 69798869782 | https://www.milwaukeevalve.com/wp-content/uploads/spec-sheets/UPBA400400SP2OPT.pdf | https://www.milwaukeevalve.com/wp-content/uploads/ioms/UPThreadedEndIOM.pdf | https://www.milwaukeevalve.com/wp-content/uploads/ioms/UltraPressIOM.pdf | 02/25/16
UTP722 | UPBA-400P2XH112 | A | UPBA400 P2-XH | UPBA400P2XH | 1 1/2 | 47 | 1.5 | LOW LEAD BALL,2PC,BRONZE BODY,CP BRASS BALL,200 WOG @ 250 DEG F,PRESS ENDS,FULL PORT,EXT HNDL | 727.86 | 4.15 | 8.76 | 0 | 3 | 2 |  |  |  | 697988711969 | 69798871196 | https://www.milwaukeevalve.com/wp-content/uploads/spec-sheets/UPBA400400SP2OPT.pdf | https://www.milwaukeevalve.com/wp-content/uploads/ioms/UPThreadedEndIOM.pdf | https://www.milwaukeevalve.com/wp-content/uploads/ioms/UltraPressIOM.pdf | 11/06/17
UTP722 | UPBA-400P2XH114 | A | UPBA400 P2-XH | UPBA400P2XH | 1 1/4 | 47 | 1.25 | LOW LEAD BALL,2PC,BRONZE BODY,CP BRASS BALL,200 WOG @ 250 DEG F,PRESS ENDS,FULL PORT,EXT HNDL | 590.91 | 4.15 | 7.84 | 0 | 2.82 | 3 |  |  |  | 697988697836 | 69798869783 | https://www.milwaukeevalve.com/wp-content/uploads/spec-sheets/UPBA400400SP2OPT.pdf | https://www.milwaukeevalve.com/wp-content/uploads/ioms/UPThreadedEndIOM.pdf | https://www.milwaukeevalve.com/wp-content/uploads/ioms/UltraPressIOM.pdf | 02/25/16
UTP722 | UPBA-400P2XH200 | A | UPBA400 P2-XH | UPBA400P2XH | 2 | 47 | 2 | LOW LEAD BALL,2PC,BRONZE BODY,CP BRASS BALL,200 WOG @ 250 DEG F,PRESS ENDS,FULL PORT,EXT HNDL | 1173.38 | 10.95 | 11.1 | 0 | 3.36 | 2 |  |  |  | 697988711976 | 69798871197 | https://www.milwaukeevalve.com/wp-content/uploads/spec-sheets/UPBA400400SP2OPT.pdf | https://www.milwaukeevalve.com/wp-content/uploads/ioms/UPThreadedEndIOM.pdf | https://www.milwaukeevalve.com/wp-content/uploads/ioms/UltraPressIOM.pdf | 11/06/17
UTP722 | UPBA-400P2XM100 | A | UPBA400 P2-XM | UPBA400P2XM | 1 | 47 | 1 | LOW LEAD BALL,2PC,BRONZE BODY,CP BRASS BALL,200 WOG @ 250 DEG F,PRESS ENDS,W/MEM. STOP,FULL PORT | 290.47 | 3.5 | 7.32 | 0 | 2.68 | 1 |  |  |  | 697988722606 | 69798872260 | https://www.milwaukeevalve.com/wp-content/uploads/spec-sheets/UPBA400400SP2OPT.pdf | https://www.milwaukeevalve.com/wp-content/uploads/ioms/UPThreadedEndIOM.pdf | https://www.milwaukeevalve.com/wp-content/uploads/ioms/UltraPressIOM.pdf | 12/21/18
UTP722 | UPBA-400P2XM112 | A | UPBA400 P2-XM | UPBA400P2XM | 1 1/2 | 47 | 1.5 | LOW LEAD BALL,2PC,BRONZE BODY,CP BRASS BALL,200 WOG @ 250 DEG F,PRESS ENDS,W/MEM. STOP,FULL PORT | 766.1 | 6.3 | 8.76 | 0 | 3 | 2 |  |  |  | 697988722620 | 69798872262 | https://www.milwaukeevalve.com/wp-content/uploads/spec-sheets/UPBA400400SP2OPT.pdf | https://www.milwaukeevalve.com/wp-content/uploads/ioms/UPThreadedEndIOM.pdf | https://www.milwaukeevalve.com/wp-content/uploads/ioms/UltraPressIOM.pdf | 12/21/18
UTP722 | UPBA-400P2XM114 | A | UPBA400 P2-XM | UPBA400P2XM | 1 1/4 | 47 | 1.25 | LOW LEAD BALL,2PC,BRONZE BODY,CP BRASS BALL,200 WOG @ 250 DEG F,PRESS ENDS,W/MEM. STOP,FULL PORT | 629.14 | 4.75 | 7.84 | 0 | 2.82 | 1 |  |  |  | 697988722613 | 69798872261 | https://www.milwaukeevalve.com/wp-content/uploads/spec-sheets/UPBA400400SP2OPT.pdf | https://www.milwaukeevalve.com/wp-content/uploads/ioms/UPThreadedEndIOM.pdf | https://www.milwaukeevalve.com/wp-content/uploads/ioms/UltraPressIOM.pdf | 12/21/18
UTP722 | UPBA-400P2XM200 | A | UPBA400 P2-XM | UPBA400P2XM | 2 | 47 | 2 | LOW LEAD BALL,2PC,BRONZE BODY,CP BRASS BALL,200 WOG @ 250 DEG F,PRESS ENDS,W/MEM. STOP,FULL PORT | 1222.53 | 11.1 | 11.1 | 0 | 3.36 | 2 |  |  |  | 697988722637 | 69798872263 | https://www.milwaukeevalve.com/wp-content/uploads/spec-sheets/UPBA400400SP2OPT.pdf | https://www.milwaukeevalve.com/wp-content/uploads/ioms/UPThreadedEndIOM.pdf | https://www.milwaukeevalve.com/wp-content/uploads/ioms/UltraPressIOM.pdf | 12/21/18
UTP722 | UPBA-400S A 100 | A | UPBA400S | UPBA400S/UP8303A | 1 | 47 | 1 | LOW LEAD BRONZE,BALL,2PC,FULL PORT,SS BALL/STEM,600 WOG,THREADED,NSF 372 & 61 | 251.76 | 2.255 | 3.32 | 1.06 | 2.68 | 6 | 9.25 | 6.75 | 3.875 | 697988613683 | 69798861368 | https://www.milwaukeevalve.com/wp-content/uploads/spec-sheets/UPBA400400S.pdf | https://www.milwaukeevalve.com/wp-content/uploads/ioms/UPThreadedEndIOM.pdf |  | 06/22/09
UTP722 | UPBA-400S A 112 | A | UPBA400S | UPBA400S/UP8303A | 1 1/2 | 47 | 1.5 | LOW LEAD BRONZE,BALL,2PC,FULL PORT,SS BALL/STEM,600 WOG,THREADED,NSF 372 & 61 | 750.31 | 4.44 | 4.28 | 1.56 | 3 | 4 | 0 | 0 | 0 | 697988613706 | 69798861370 | https://www.milwaukeevalve.com/wp-content/uploads/spec-sheets/UPBA400400S.pdf | https://www.milwaukeevalve.com/wp-content/uploads/ioms/UPThreadedEndIOM.pdf |  | 06/22/09
UTP722 | UPBA-400S A 114 | A | UPBA400S | UPBA400S/UP8303A | 1 1/4 | 47 | 1.25 | LOW LEAD BRONZE,BALL,2PC,FULL PORT,SS BALL/STEM,600 WOG,THREADED,NSF 372 & 61 | 624.93 | 3.201 | 3.77 | 1.31 | 2.82 | 4 | 9.25 | 6.75 | 3.875 | 697988613690 | 69798861369 | https://www.milwaukeevalve.com/wp-content/uploads/spec-sheets/UPBA400400S.pdf | https://www.milwaukeevalve.com/wp-content/uploads/ioms/UPThreadedEndIOM.pdf |  | 06/22/09
UTP722 | UPBA-400S A 200 | A | UPBA400S | UPBA400S/UP8303A | 2 | 47 | 2 | LOW LEAD BRONZE,BALL,2PC,FULL PORT,SS BALL/STEM,600 WOG,THREADED,NSF 372 & 61 | 1256.17 | 8.565 | 5.1 | 2 | 3.36 | 1 | 8 | 6 | 5 | 697988613713 | 69798861371 | https://www.milwaukeevalve.com/wp-content/uploads/spec-sheets/UPBA400400S.pdf | https://www.milwaukeevalve.com/wp-content/uploads/ioms/UPThreadedEndIOM.pdf |  | 06/22/09
UTP722 | UPBA400S LOA100 |  | UPBA400S LOA | UPBA400SLO/UP8303A04 | 1 | 47 | 1 | LOW LEAD BRONZE,BALL,2PC,FULL PORT,SS BALL/STEM,600 WOG,THREADED,LOCKING OVAL HANDLE,NSF 372 & 61 | 340.48 | 0 | 3.32 | 1.06 | 2.68 | 0 |  |  |  | 697988758490 | 69798875849 | https://www.milwaukeevalve.com/wp-content/uploads/spec-sheets/UPBA400400SOPT.pdf | https://www.milwaukeevalve.com/wp-content/uploads/ioms/UPThreadedEndIOM.pdf |  | 10/05/21
UTP722 | UPBA-400SLD 100 | A | UPBA400S-LD | UPBA400SLD/UP8303A07 | 1 | 47 | 1 | LOW LEAD BRONZE,BALL,2PC,FULL PORT,SS BALL/STEM,600 WOG,THREADED,W/LOCKING HANDLE,NSF 372 & 61 | 290.79 | 2.28 | 3.32 | 1.06 | 2.68 | 1 |  |  |  | 697988712799 | 69798871279 | https://www.milwaukeevalve.com/wp-content/uploads/spec-sheets/UPBA400400SOPT.pdf | https://www.milwaukeevalve.com/wp-content/uploads/ioms/UPThreadedEndIOM.pdf |  | 12/21/17
UTP722 | UPBA-400SLD 112 | A | UPBA400S-LD | UPBA400SLD/UP8303A07 | 1 1/2 | 47 | 1.5 | LOW LEAD BRONZE,BALL,2PC,FULL PORT,SS BALL/STEM,600 WOG,THREADED,W/LOCKING HANDLE,NSF 372 & 61 | 789.32 | 4.44 | 4.28 | 1.56 | 3 | 1 |  |  |  | 697988712812 | 69798871281 | https://www.milwaukeevalve.com/wp-content/uploads/spec-sheets/UPBA400400SOPT.pdf | https://www.milwaukeevalve.com/wp-content/uploads/ioms/UPThreadedEndIOM.pdf |  | 12/21/17
UTP722 | UPBA-400SLD 114 | A | UPBA400S-LD | UPBA400SLD/UP8303A07 | 1 1/4 | 47 | 1.25 | LOW LEAD BRONZE,BALL,2PC,FULL PORT,SS BALL/STEM,600 WOG,THREADED,W/LOCKING HANDLE,NSF 372 & 61 | 663.95 | 3.35 | 3.77 | 1.31 | 2.82 | 1 |  |  |  | 697988712805 | 69798871280 | https://www.milwaukeevalve.com/wp-content/uploads/spec-sheets/UPBA400400SOPT.pdf | https://www.milwaukeevalve.com/wp-content/uploads/ioms/UPThreadedEndIOM.pdf |  | 12/21/17
UTP722 | UPBA-400SLD 200 | A | UPBA400S-LD | UPBA400SLD/UP8303A07 | 2 | 47 | 2 | LOW LEAD BRONZE,BALL,2PC,FULL PORT,SS BALL/STEM,600 WOG,THREADED,W/LOCKING HANDLE,NSF 372 & 61 | 1295.18 | 8.25 | 5.1 | 2 | 3.36 | 1 | 8 | 6 | 5 | 697988712829 | 69798871282 | https://www.milwaukeevalve.com/wp-content/uploads/spec-sheets/UPBA400400SOPT.pdf | https://www.milwaukeevalve.com/wp-content/uploads/ioms/UPThreadedEndIOM.pdf |  | 12/21/17
UTP722 | UPBA400SMSA 100 | A | UPBA400S-MS | UPBA400SMS/UP8303A02 | 1 | 47 | 1 | LOW LEAD BRONZE,BALL,2PC,FULL PORT,SS BALL/STEM,600 WOG,THREADED,MEM STOP,NSF 372 & 61 | 259.95 | 2.6 | 3.32 | 1.06 | 2.68 | 1 |  |  |  | 697988703391 | 69798870339 | https://www.milwaukeevalve.com/wp-content/uploads/spec-sheets/UPBA400400SOPT.pdf | https://www.milwaukeevalve.com/wp-content/uploads/ioms/UPThreadedEndIOM.pdf |  | 11/22/16
UTP722 | UPBA400SMSA 114 | A | UPBA400S-MS | UPBA400SXM/UP8303A02 | 1 1/4 | 47 | 1.25 | LOW LEAD BRONZE,BALL,2PC,FULL PORT,SS BALL/STEM,600 WOG,THREADED,MEM STOP,NSF 372 & 61 | 633.11 | 3.56 | 3.77 | 1.31 | 2.82 | 1 |  |  |  | 697988703407 | 69798870340 | https://www.milwaukeevalve.com/wp-content/uploads/spec-sheets/UPBA400400SOPT.pdf | https://www.milwaukeevalve.com/wp-content/uploads/ioms/UPThreadedEndIOM.pdf |  | 11/22/16
UTP722 | UPBA-400SP2A100 | A | UPBA400S P2 | UPBA400SP2 | 1 | 47 | 1 | LOW LEAD BALL,2PC,BRONZE BODY,STAINLESS BALL/STEM,20O WOG @ 250 DEG F,PRESS ENDS,FULL PORT | 323.21 | 3.22 | 7.32 | 0 | 2.68 | 5 |  |  |  | 697988693579 | 69798869357 | https://www.milwaukeevalve.com/wp-content/uploads/spec-sheets/UPBA400400SP2.pdf | https://www.milwaukeevalve.com/wp-content/uploads/ioms/UPThreadedEndIOM.pdf | https://www.milwaukeevalve.com/wp-content/uploads/ioms/UltraPressIOM.pdf | 06/05/15
UTP722 | UPBA-400SP2A112 | A | UPBA400S P2 | UPBA400SP2 | 1 1/2 | 47 | 1.5 | LOW LEAD BALL,2PC,BRONZE BODY,STAINLESS BALL/STEM,20O WOG @ 250 DEG F,PRESS ENDS,FULL PORT | 911.34 | 5.68 | 8.76 | 0 | 3 | 3 |  |  |  | 697988693593 | 69798869359 | https://www.milwaukeevalve.com/wp-content/uploads/spec-sheets/UPBA400400SP2.pdf | https://www.milwaukeevalve.com/wp-content/uploads/ioms/UPThreadedEndIOM.pdf | https://www.milwaukeevalve.com/wp-content/uploads/ioms/UltraPressIOM.pdf | 06/05/15
UTP722 | UPBA-400SP2A114 | A | UPBA400S P2 | UPBA400SP2 | 1 1/4 | 47 | 1.25 | LOW LEAD BALL,2PC,BRONZE BODY,STAINLESS BALL/STEM,20O WOG @ 250 DEG F,PRESS ENDS,FULL PORT | 766.18 | 4.1 | 7.84 | 0 | 2.82 | 4 |  |  |  | 697988693586 | 69798869358 | https://www.milwaukeevalve.com/wp-content/uploads/spec-sheets/UPBA400400SP2.pdf | https://www.milwaukeevalve.com/wp-content/uploads/ioms/UPThreadedEndIOM.pdf | https://www.milwaukeevalve.com/wp-content/uploads/ioms/UltraPressIOM.pdf | 06/05/15
UTP722 | UPBA-400SP2A200 | A | UPBA400S P2 | UPBA400SP2 | 2 | 47 | 2 | LOW LEAD BALL,2PC,BRONZE BODY,STAINLESS BALL/STEM,20O WOG @ 250 DEG F,PRESS ENDS,FULL PORT | 1491.29 | 11 | 11.1 | 0 | 3.36 | 2 |  |  |  | 697988693609 | 69798869360 | https://www.milwaukeevalve.com/wp-content/uploads/spec-sheets/UPBA400400SP2.pdf | https://www.milwaukeevalve.com/wp-content/uploads/ioms/UPThreadedEndIOM.pdf | https://www.milwaukeevalve.com/wp-content/uploads/ioms/UltraPressIOM.pdf | 06/05/15
UTP722 | UPBA400SP2XM100 |  | UPBA400S P2 | UPBA400SP2XM | 1 | 47 | 1 | LOW LEAD BALL,2PC,BRZ BDY,SS BALL/STEM,20O WOG @ 250 DEG F,PRESS ENDS,FULL PORT,EXT STEM & MEM STOP | 402.38 | 0 | 7.32 | 0 | 4.93 | 1 |  |  |  | 697988743076 | 69798874307 | https://www.milwaukeevalve.com/wp-content/uploads/spec-sheets/UPBA400400SP2.pdf | https://www.milwaukeevalve.com/wp-content/uploads/ioms/UPThreadedEndIOM.pdf | https://www.milwaukeevalve.com/wp-content/uploads/ioms/UltraPressIOM.pdf | 07/13/20
UTP722 | UPBA400SP2XM112 |  | UPBA400S P2 | UPBA400SP2XM | 1 1/2 | 47 | 1.5 | LOW LEAD BALL,2PC,BRZ BDY,SS BALL/STEM,20O WOG @ 250 DEG F,PRESS ENDS,FULL PORT,EXT STEM & MEM STOP | 990.54 | 0 | 8.76 | 0 | 5.25 | 1 |  |  |  | 697988743052 | 69798874305 | https://www.milwaukeevalve.com/wp-content/uploads/spec-sheets/UPBA400400SP2.pdf | https://www.milwaukeevalve.com/wp-content/uploads/ioms/UPThreadedEndIOM.pdf | https://www.milwaukeevalve.com/wp-content/uploads/ioms/UltraPressIOM.pdf | 07/13/20
UTP722 | UPBA400SP2XM114 |  | UPBA400S P2 | UPBA400SP2XM | 1 1/4 | 47 | 1.25 | LOW LEAD BALL,2PC,BRZ BDY,SS BALL/STEM,20O WOG @ 250 DEG F,PRESS ENDS,FULL PORT,EXT STEM & MEM STOP | 845.36 | 0 | 7.84 | 0 | 5.07 | 1 |  |  |  | 697988743045 | 69798874304 | https://www.milwaukeevalve.com/wp-content/uploads/spec-sheets/UPBA400400SP2.pdf | https://www.milwaukeevalve.com/wp-content/uploads/ioms/UPThreadedEndIOM.pdf | https://www.milwaukeevalve.com/wp-content/uploads/ioms/UltraPressIOM.pdf | 07/13/20
UTP722 | UPBA400SP2XM200 |  | UPBA400S P2 | UPBA400SP2XM | 2 | 47 | 2 | LOW LEAD BALL,2PC,BRZ BDY,SS BALL/STEM,20O WOG @ 250 DEG F,PRESS ENDS,FULL PORT,EXT STEM & MEM STOP | 1581.38 | 0 | 11.1 | 0 | 5.61 | 1 |  |  |  | 697988743069 | 69798874306 | https://www.milwaukeevalve.com/wp-content/uploads/spec-sheets/UPBA400400SP2.pdf | https://www.milwaukeevalve.com/wp-content/uploads/ioms/UPThreadedEndIOM.pdf | https://www.milwaukeevalve.com/wp-content/uploads/ioms/UltraPressIOM.pdf | 07/13/20
UTP722 | UPBA400STIH 100 | A | UPBA400S-TIH | UPBA400STIH/UP8303A16 | 1 | 47 | 1 | LOW LEAD BRONZE,BALL,2PC,FULL PORT,SS BALL/STEM,600 WOG,THREADED,INSULATOR HANDLE,NSF 372 & 61 | 342.53 | 3.205 | 3.32 | 1.06 | 6.18 | 2 |  |  |  | 697988682269 | 69798868226 | https://www.milwaukeevalve.com/wp-content/uploads/spec-sheets/UPBA400400STIH.pdf | https://www.milwaukeevalve.com/wp-content/uploads/ioms/UPThreadedEndIOM.pdf |  | 10/24/14
UTP722 | UPBA400STIH 112 | A | UPBA400S-TIH | UPBA400STIH/UP8303A16 | 1 1/2 | 47 | 1.5 | LOW LEAD BRONZE,BALL,2PC,FULL PORT,SS BALL/STEM,600 WOG,THREADED,INSULATOR HANDLE,NSF 372 & 61 | 841.07 | 5.4 | 4.28 | 1.56 | 6.5 | 2 |  |  |  | 697988682283 | 69798868228 | https://www.milwaukeevalve.com/wp-content/uploads/spec-sheets/UPBA400400STIH.pdf | https://www.milwaukeevalve.com/wp-content/uploads/ioms/UPThreadedEndIOM.pdf |  | 10/24/14
UTP722 | UPBA400STIH 114 | A | UPBA400S-TIH | UPBA400STIH/UP8303A16 | 1 1/4 | 47 | 1.25 | LOW LEAD BRONZE,BALL,2PC,FULL PORT,SS BALL/STEM,600 WOG,THREADED,INSULATOR HANDLE,NSF 372 & 61 | 715.7 | 4.181 | 3.77 | 1.31 | 6.32 | 2 |  |  |  | 697988682276 | 69798868227 | https://www.milwaukeevalve.com/wp-content/uploads/spec-sheets/UPBA400400STIH.pdf | https://www.milwaukeevalve.com/wp-content/uploads/ioms/UPThreadedEndIOM.pdf |  | 10/24/14
UTP722 | UPBA400STIH 200 | A | UPBA400S-TIH | UPBA400STIH/UP8303A16 | 2 | 47 | 2 | LOW LEAD BRONZE,BALL,2PC,FULL PORT,SS BALL/STEM,600 WOG,THREADED,INSULATOR HANDLE,NSF 372 & 61 | 1346.93 | 9.585 | 5.1 | 2 | 6.86 | 2 |  |  |  | 697988682290 | 69798868229 | https://www.milwaukeevalve.com/wp-content/uploads/spec-sheets/UPBA400400STIH.pdf | https://www.milwaukeevalve.com/wp-content/uploads/ioms/UPThreadedEndIOM.pdf |  | 10/24/14
UTP722 | UPBA400SXHA 100 | A | UPBA400S-XH | UPBA400SXH/UP8303A06 | 1 | 47 | 1 | LOW LEAD BRONZE,BALL,2PC,FULL PORT,SS BALL/STEM,600 WOG,THREADED,STEM EXT HANDLE,NSF 372 & 61 | 292.71 | 2.565 | 3.32 | 1.06 | 4.93 | 12 | 17 | 13.1875 | 2.625 | 697988659902 | 69798865990 | https://www.milwaukeevalve.com/wp-content/uploads/spec-sheets/UPBA400400SOPT.pdf | https://www.milwaukeevalve.com/wp-content/uploads/ioms/UPThreadedEndIOM.pdf |  | 10/30/12
UTP722 | UPBA400SXHA 112 | A | UPBA400S-XH | UPBA400SXH/UP8303A06 | 1 1/2 | 47 | 1.5 | LOW LEAD BRONZE,BALL,2PC,FULL PORT,SS BALL/STEM,600 WOG,THREADED,STEM EXT HANDLE,NSF 372 & 61 | 791.27 | 4.735 | 4.28 | 1.56 | 5.25 | 8 | 17 | 13.1875 | 2.625 | 697988659926 | 69798865992 | https://www.milwaukeevalve.com/wp-content/uploads/spec-sheets/UPBA400400SOPT.pdf | https://www.milwaukeevalve.com/wp-content/uploads/ioms/UPThreadedEndIOM.pdf |  | 10/30/12
UTP722 | UPBA400SXHA 114 | A | UPBA400S-XH | UPBA400SXH/UP8303A06 | 1 1/4 | 47 | 1.25 | LOW LEAD BRONZE,BALL,2PC,FULL PORT,SS BALL/STEM,600 WOG,THREADED,STEM EXT HANDLE,NSF 372 & 61 | 665.87 | 3.55 | 3.77 | 1.31 | 5.07 | 10 | 17 | 13.1875 | 2.625 | 697988659919 | 69798865991 | https://www.milwaukeevalve.com/wp-content/uploads/spec-sheets/UPBA400400SOPT.pdf | https://www.milwaukeevalve.com/wp-content/uploads/ioms/UPThreadedEndIOM.pdf |  | 10/30/12
UTP722 | UPBA400SXHA 200 | A | UPBA400S-XH | UPBA400SXH/UP8303A06 | 2 | 47 | 2 | LOW LEAD BRONZE,BALL,2PC,FULL PORT,SS BALL/STEM,600 WOG,THREADED,STEM EXT HANDLE,NSF 372 & 61 | 1297.13 | 8.89 | 5.1 | 2 | 5.61 | 4 | 19.4375 | 9 | 3.875 | 697988659933 | 69798865993 | https://www.milwaukeevalve.com/wp-content/uploads/spec-sheets/UPBA400400SOPT.pdf | https://www.milwaukeevalve.com/wp-content/uploads/ioms/UPThreadedEndIOM.pdf |  | 10/30/12
UTP722 | UPBA-400SXLD100 | A | UPBA400S-XLD | UPBA400SXLD/UP8303A27 | 1 | 47 | 1 | LOW LEAD BRONZE,BALL,2PC,FULL PORT,SS BALL/STEM,600 WOG,THREADED,LOCKING STEM EXT HNDL,NSF 372 & 61 | 405.67 | 3.325 | 3.32 | 1.06 | 4.93 | 1 |  |  |  | 697988694460 | 69798869446 | https://www.milwaukeevalve.com/wp-content/uploads/spec-sheets/UPBA400400SOPT.pdf | https://www.milwaukeevalve.com/wp-content/uploads/ioms/UPThreadedEndIOM.pdf |  | 08/31/15
UTP722 | UPBA-400SXLD112 | A | UPBA400S-XLD | UPBA400SXLD/UP8303A27 | 1 1/2 | 47 | 1.5 | LOW LEAD BRONZE,BALL,2PC,FULL PORT,SS BALL/STEM,600 WOG,THREADED,LOCKING STEM EXT HNDL,NSF 372 & 61 | 904.21 | 5.485 | 4.28 | 1.56 | 5.25 | 6 | 19.4375 | 9 | 3.875 | 697988694477 | 69798869447 | https://www.milwaukeevalve.com/wp-content/uploads/spec-sheets/UPBA400400SOPT.pdf | https://www.milwaukeevalve.com/wp-content/uploads/ioms/UPThreadedEndIOM.pdf |  | 08/31/15
UTP722 | UPBA-400SXLD114 | A | UPBA400S-XLD | UPBA400SXLD/UP8303A27 | 1 1/4 | 47 | 1.25 | LOW LEAD BRONZE,BALL,2PC,FULL PORT,SS BALL/STEM,600 WOG,THREADED,LOCKING STEM EXT HNDL,NSF 372 & 61 | 778.83 | 4.43 | 3.77 | 1.31 | 2.82 | 1 |  |  |  | 697988697164 | 69798869716 | https://www.milwaukeevalve.com/wp-content/uploads/spec-sheets/UPBA400400SOPT.pdf | https://www.milwaukeevalve.com/wp-content/uploads/ioms/UPThreadedEndIOM.pdf |  | 01/26/16
UTP722 | UPBA-400SXLD200 | A | UPBA400S-XLD | UPBA400SXLD/UP8303A27 | 2 | 47 | 2 | LOW LEAD BRONZE,BALL,2PC,FULL PORT,SS BALL/STEM,600 WOG,THREADED,EXT LOCKING HNDL,NSF 372 & 61 | 1457.41 | 5.485 | 4.3 | 1.56 | 3 | 1 |  |  |  | 697988697171 | 69798869717 | https://www.milwaukeevalve.com/wp-content/uploads/spec-sheets/UPBA400400SOPT.pdf | https://www.milwaukeevalve.com/wp-content/uploads/ioms/UPThreadedEndIOM.pdf |  | 01/26/16
UTP722 | UPBA400SXMA 100 | A | UPBA400S-XM | UPBA400SXM/UP8303A09 | 1 | 47 | 1 | LOW LEAD BRONZE,BALL,2PC,FULL PORT,SS BALL/STEM,600 WOG,THREADED,STEM EXT W/MEM STOP,NSF 372 & 61 | 330.97 | 2.79 | 3.32 | 1.06 | 4.93 | 1 | 17 | 13.1875 | 2.625 | 697988701700 | 69798870170 | https://www.milwaukeevalve.com/wp-content/uploads/spec-sheets/UPBA400400SOPT.pdf | https://www.milwaukeevalve.com/wp-content/uploads/ioms/UPThreadedEndIOM.pdf |  | 09/02/16
UTP722 | UPBA400SXMA 112 | A | UPBA400S-XM | UPBA400SXM/UP8303A09 | 1 1/2 | 47 | 1.5 | LOW LEAD BRONZE,BALL,2PC,FULL PORT,SS BALL/STEM,600 WOG,THREADED,STEM EXT W/MEM STOP,NSF 372 & 61 | 829.51 | 4.75 | 4.28 | 1.56 | 5.25 | 5 | 19.4375 | 9 | 3.875 | 697988701724 | 69798870172 | https://www.milwaukeevalve.com/wp-content/uploads/spec-sheets/UPBA400400SOPT.pdf | https://www.milwaukeevalve.com/wp-content/uploads/ioms/UPThreadedEndIOM.pdf |  | 09/02/16
UTP722 | UPBA400SXMA 114 | A | UPBA400S-XM | UPBA400SXM/UP8303A09 | 1 1/4 | 47 | 1.25 | LOW LEAD BRONZE,BALL,2PC,FULL PORT,SS BALL/STEM,600 WOG,THREADED,STEM EXT W/MEM STOP,NSF 372 & 61 | 704.11 | 3.82 | 3.77 | 1.31 | 5.07 | 10 | 17 | 13.1875 | 2.625 | 697988701717 | 69798870171 | https://www.milwaukeevalve.com/wp-content/uploads/spec-sheets/UPBA400400SOPT.pdf | https://www.milwaukeevalve.com/wp-content/uploads/ioms/UPThreadedEndIOM.pdf |  | 09/02/16
UTP722 | UPBA400SXMA 200 | A | UPBA400S-XM | UPBA400SXM/UP8303A09 | 2 | 47 | 2 | LOW LEAD BRONZE,BALL,2PC,FULL PORT,SS BALL/STEM,600 WOG,THREADED,STEM EXT W/MEM STOP,NSF 372 & 61 | 1346.26 | 8.93 | 5.1 | 2 | 5.61 | 4 | 19.4375 | 9 | 3.875 | 697988701731 | 69798870173 | https://www.milwaukeevalve.com/wp-content/uploads/spec-sheets/UPBA400400SOPT.pdf | https://www.milwaukeevalve.com/wp-content/uploads/ioms/UPThreadedEndIOM.pdf |  | 09/02/16
UTP722 | UPBA400TH A 112 |  | UPBA400 P2-TH | UPBA400TH/UP8301A03 | 1 1/2 | 47 | 1.5 | LOW LEAD BRONZE,BALL,2PC,FULL PORT,CP BRASS BALL,600 WOG,THREADED,WITH T HANDLE,NSF 372 & 61 | 580.44 | 4.3 | 4.28 | 1.66 | 3 | 0 |  |  |  | 697988728066 | 69798872806 | https://www.milwaukeevalve.com/wp-content/uploads/spec-sheets/UPBA400400SP2OPT.pdf | https://www.milwaukeevalve.com/wp-content/uploads/ioms/UPThreadedEndIOM.pdf | https://www.milwaukeevalve.com/wp-content/uploads/ioms/UltraPressIOM.pdf | 06/10/19
UTP722 | UPBA400TH A 114 | A | UPBA400 P2-TH | UPBA400TH/UP8301A03 | 1 1/4 | 47 | 1.25 | LOW LEAD BRONZE,BALL,2PC,FULL PORT,CP BRASS BALL,600 WOG,THREADED,WITH T HANDLE,NSF 372 & 61 | 463.28 | 0 | 3.77 | 1.31 | 2.82 | 0 |  |  |  | 697988727625 | 69798872762 | https://www.milwaukeevalve.com/wp-content/uploads/spec-sheets/UPBA400400SP2OPT.pdf | https://www.milwaukeevalve.com/wp-content/uploads/ioms/UPThreadedEndIOM.pdf | https://www.milwaukeevalve.com/wp-content/uploads/ioms/UltraPressIOM.pdf | 05/09/19
UTP722 | UPBA400TIH 100 | A | UPBA400-TIH | UPBA400TIH/UP8301A16 | 1 | 47 | 1 | LOW LEAD BRONZE,BALL,2PC,FULL PORT,CP BRASS BALL,600 WOG,THREADED,INSULATOR HANDLE,NSF 372 & 61 | 230.6 | 2.74 | 3.32 | 1.06 | 6.18 | 4 |  |  |  | 697988682184 | 69798868218 | https://www.milwaukeevalve.com/wp-content/uploads/spec-sheets/UPBA400400SOPT.pdf | https://www.milwaukeevalve.com/wp-content/uploads/ioms/UPThreadedEndIOM.pdf |  | 10/24/14
UTP722 | UPBA400TIH 112 | A | UPBA400-TIH | UPBA400TIH/UP8301A16 | 1 1/2 | 47 | 1.5 | LOW LEAD BRONZE,BALL,2PC,FULL PORT,CP BRASS BALL,600 WOG,THREADED,INSULATOR HANDLE,NSF 372 & 61 | 616.63 | 4.92 | 4.28 | 1.56 | 6.5 | 2 |  |  |  | 697988682207 | 69798868220 | https://www.milwaukeevalve.com/wp-content/uploads/spec-sheets/UPBA400400SOPT.pdf | https://www.milwaukeevalve.com/wp-content/uploads/ioms/UPThreadedEndIOM.pdf |  | 10/24/14
UTP722 | UPBA400TIH 114 | A | UPBA400-TIH | UPBA400TIH/UP8301A16 | 1 1/4 | 47 | 1.25 | LOW LEAD BRONZE,BALL,2PC,FULL PORT,CP BRASS BALL,600 WOG,THREADED,INSULATOR HANDLE,NSF 372 & 61 | 499.46 | 4.02 | 3.77 | 1.31 | 6.32 | 2 |  |  |  | 697988682191 | 69798868219 | https://www.milwaukeevalve.com/wp-content/uploads/spec-sheets/UPBA400400SOPT.pdf | https://www.milwaukeevalve.com/wp-content/uploads/ioms/UPThreadedEndIOM.pdf |  | 10/24/14
UTP722 | UPBA400TIH 200 | A | UPBA400-TIH | UPBA400TIH/UP8301A16 | 2 | 47 | 2 | LOW LEAD BRONZE,BALL,2PC,FULL PORT,CP BRASS BALL,600 WOG,THREADED,INSULATOR HANDLE,NSF 372 & 61 | 988.09 | 8.92 | 5.1 | 2 | 6.86 | 2 |  |  |  | 697988682214 | 69798868221 | https://www.milwaukeevalve.com/wp-content/uploads/spec-sheets/UPBA400400SOPT.pdf | https://www.milwaukeevalve.com/wp-content/uploads/ioms/UPThreadedEndIOM.pdf |  | 10/24/14
UTP722 | UPBA400XH A 100 | A | UPBA400-XH | UPBA400XH/UP8301A06 | 1 | 47 | 1 | LOW LEAD BRONZE,BALL,2PC,FULL PORT,CP BRASS BALL,600 WOG,THREADED,EXT STEM HANDLE,NSF 372 & 61 | 180.8 | 2.6 | 3.32 | 1.06 | 4.94 | 12 | 17 | 13.1875 | 2.625 | 697988672789 | 69798867278 | https://www.milwaukeevalve.com/wp-content/uploads/spec-sheets/UPBA400400SOPT.pdf | https://www.milwaukeevalve.com/wp-content/uploads/ioms/UPThreadedEndIOM.pdf |  | 11/04/13
UTP722 | UPBA400XH A 112 | A | UPBA400-XH | UPBA400XH/UP8301A06 | 1 1/2 | 47 | 1.5 | LOW LEAD BRONZE,BALL,2PC,FULL PORT,CP BRASS BALL,600 WOG,THREADED,EXT STEM HANDLE,NSF 372 & 61 | 566.82 | 4.75 | 4.28 | 1.66 | 5.25 | 8 | 17 | 13.1875 | 2.625 | 697988672796 | 69798867279 | https://www.milwaukeevalve.com/wp-content/uploads/spec-sheets/UPBA400400SOPT.pdf | https://www.milwaukeevalve.com/wp-content/uploads/ioms/UPThreadedEndIOM.pdf |  | 11/04/13
UTP722 | UPBA400XH A 114 | A | UPBA400-XH | UPBA400XH/UP8301A06 | 1 1/4 | 47 | 1.25 | LOW LEAD BRONZE,BALL,2PC,FULL PORT,CP BRASS BALL,600 WOG,THREADED,EXT STEM HANDLE,NSF 372 & 61 | 449.66 | 3.59 | 3.77 | 1.31 | 5.07 | 10 | 17 | 13.1875 | 2.625 | 697988672802 | 69798867280 | https://www.milwaukeevalve.com/wp-content/uploads/spec-sheets/UPBA400400SOPT.pdf | https://www.milwaukeevalve.com/wp-content/uploads/ioms/UPThreadedEndIOM.pdf |  | 11/04/13
UTP722 | UPBA400XH A 200 | A | UPBA400-XH | UPBA400XH/UP8301A06 | 2 | 47 | 2 | LOW LEAD BRONZE,BALL,2PC,FULL PORT,CP BRASS BALL,600 WOG,THREADED,EXT STEM HANDLE,NSF 372 & 61 | 938.28 | 8.93 | 5.1 | 2 | 5.61 | 5 | 19.4375 | 9 | 3.875 | 697988672819 | 69798867281 | https://www.milwaukeevalve.com/wp-content/uploads/spec-sheets/UPBA400400SOPT.pdf | https://www.milwaukeevalve.com/wp-content/uploads/ioms/UPThreadedEndIOM.pdf |  | 11/04/13
UTP722 | UPBA400XM A 100 | A | UPBA400-XM | UPBA400XM/UP8301A09 | 1 | 47 | 1 | LOW LEAD BRONZE,BALL,2PC,FULL PORT,CP BRASS BALL,600 WOG,THREADED,EXT STEM W/MEM STOP,NSF 372 & 61 | 219.02 | 2.81 | 3.32 | 1.06 | 4.94 | 12 | 17 | 13.1875 | 2.625 | 697988694231 | 69798869423 | https://www.milwaukeevalve.com/wp-content/uploads/spec-sheets/UPBA400400SOPT.pdf | https://www.milwaukeevalve.com/wp-content/uploads/ioms/UPThreadedEndIOM.pdf |  | 08/17/15
UTP722 | UPBA400XM A 112 | A | UPBA400-XM | UPBA400XM/UP8301A09 | 1 1/2 | 47 | 1.5 | LOW LEAD BRONZE,BALL,2PC,FULL PORT,CP BRASS BALL,600 WOG,THREADED,EXT STEM W/MEM STOP,NSF 372 & 61 | 605.06 | 4.94 | 4.28 | 1.66 | 5.25 | 8 | 17 | 13.1875 | 2.625 | 697988694255 | 69798869425 | https://www.milwaukeevalve.com/wp-content/uploads/spec-sheets/UPBA400400SOPT.pdf | https://www.milwaukeevalve.com/wp-content/uploads/ioms/UPThreadedEndIOM.pdf |  | 08/17/15
UTP722 | UPBA400XM A 114 | A | UPBA400-XM | UPBA400XM/UP8301A09 | 1 1/4 | 47 | 1.25 | LOW LEAD BRONZE,BALL,2PC,FULL PORT,CP BRASS BALL,600 WOG,THREADED,EXT STEM W/MEM STOP,NSF 372 & 61 | 487.89 | 3.805 | 3.77 | 1.31 | 5.07 | 8 | 17 | 13.1875 | 2.625 | 697988694248 | 69798869424 | https://www.milwaukeevalve.com/wp-content/uploads/spec-sheets/UPBA400400SOPT.pdf | https://www.milwaukeevalve.com/wp-content/uploads/ioms/UPThreadedEndIOM.pdf |  | 08/17/15
UTP722 | UPBA400XM A 200 | A | UPBA400-XM | UPBA400XM/UP8301A09 | 2 | 47 | 2 | LOW LEAD BRONZE,BALL,2PC,FULL PORT,CP BRASS BALL,600 WOG,THREADED,EXT STEM W/MEM STOP,NSF 372 & 61 | 987.46 | 9.15 | 5.1 | 2 | 5.61 | 5 | 19.4375 | 9 | 3.875 | 697988694262 | 69798869426 | https://www.milwaukeevalve.com/wp-content/uploads/spec-sheets/UPBA400400SOPT.pdf | https://www.milwaukeevalve.com/wp-content/uploads/ioms/UPThreadedEndIOM.pdf |  | 08/17/15
UTP722 | UPBA-450 A 100 | A | UPBA450 | UPBA450/UP8311A | 1 | 47 | 1 | LOW LEAD BRONZE,BALL,2PC,FULL PORT,CP BRASS BALL,600 WOG,SOLDER,NSF 372 & 61 | 139.86 | 1.95 | 3.75 | 1.06 | 2.67 | 6 | 9.25 | 6.75 | 3.875 | 697988613720 | 69798861372 | https://www.milwaukeevalve.com/wp-content/uploads/spec-sheets/UPBA450450S.pdf | https://www.milwaukeevalve.com/wp-content/uploads/ioms/UPSolderEndIOM.pdf |  | 06/22/09
UTP722 | UPBA-450 A 112 | A | UPBA450 | UPBA450/UP8311A | 1 1/2 | 47 | 1.5 | LOW LEAD BRONZE,BALL,2PC,FULL PORT,CP BRASS BALL,600 WOG,SOLDER,NSF 372 & 61 | 525.86 | 4.055 | 6 | 2.06 | 2.99 | 3 | 10.625 | 6.75 | 3.875 | 697988613744 | 69798861374 | https://www.milwaukeevalve.com/wp-content/uploads/spec-sheets/UPBA450450S.pdf | https://www.milwaukeevalve.com/wp-content/uploads/ioms/UPSolderEndIOM.pdf |  | 06/22/09
UTP722 | UPBA-450 A 114 | A | UPBA450 | UPBA450/UP8311A | 1 1/4 | 47 | 1.25 | LOW LEAD BRONZE,BALL,2PC,FULL PORT,CP BRASS BALL,600 WOG,SOLDER,NSF 372 & 61 | 408.69 | 3.07 | 3.77 | 1.31 | 2.82 | 4 | 10.625 | 6.75 | 3.875 | 697988613737 | 69798861373 | https://www.milwaukeevalve.com/wp-content/uploads/spec-sheets/UPBA450450S.pdf | https://www.milwaukeevalve.com/wp-content/uploads/ioms/UPSolderEndIOM.pdf |  | 06/22/09
UTP722 | UPBA-450 A 200 | A | UPBA450 | UPBA450/UP8311A | 2 | 47 | 2 | LOW LEAD BRONZE,BALL,2PC,FULL PORT,CP BRASS BALL,600 WOG,SOLDER,NSF 372 & 61 | 897.34 | 8.13 | 6.75 | 2 | 3.51 | 1 | 0 | 0 | 0 | 697988613751 | 69798861375 | https://www.milwaukeevalve.com/wp-content/uploads/spec-sheets/UPBA450450S.pdf | https://www.milwaukeevalve.com/wp-content/uploads/ioms/UPSolderEndIOM.pdf |  | 06/22/09
UTP722 | UPBA-450LD 100 | A | UPBA450-LD | UPBA450LD/UP8311A07 | 1 | 47 | 1 | LOW LEAD BRONZE,BALL,2PC,FULL PORT,CP BRASS BALL,600 WOG,SOLDER,LOCKING HANDLE,NSF 372 & 61 | 178.86 | 2.02 | 3.75 | 1.06 | 2.67 | 1 |  |  |  | 697988702202 | 69798870220 | https://www.milwaukeevalve.com/wp-content/uploads/spec-sheets/UPBA450450SOPT.pdf | https://www.milwaukeevalve.com/wp-content/uploads/ioms/UPSolderEndIOM.pdf |  | 09/20/16
UTP722 | UPBA-450LD 112 | A | UPBA450-LD | UPBA450LD/UP8311A07 | 1 1/2 | 47 | 1.5 | LOW LEAD BRONZE,BALL,2PC,FULL PORT,CP BRASS BALL,600 WOG,SOLDER,LOCKING HANDLE,NSF 372 & 61 | 564.87 | 4.16 | 6 | 2.06 | 2.99 | 1 |  |  |  | 697988702219 | 69798870221 | https://www.milwaukeevalve.com/wp-content/uploads/spec-sheets/UPBA450450SOPT.pdf | https://www.milwaukeevalve.com/wp-content/uploads/ioms/UPSolderEndIOM.pdf |  | 09/20/16
UTP722 | UPBA-450LD 114 | A | UPBA450-LD | UPBA450LD/UP8311A07 | 1 1/4 | 47 | 1.25 | LOW LEAD BRONZE,BALL,2PC,FULL PORT,CP BRASS BALL,600 WOG,SOLDER,LOCKING HANDLE,NSF 372 & 61 | 447.72 | 3.2 | 3.77 | 1.31 | 2.82 | 1 |  |  |  | 697988664999 | 69798866499 | https://www.milwaukeevalve.com/wp-content/uploads/spec-sheets/UPBA450450SOPT.pdf | https://www.milwaukeevalve.com/wp-content/uploads/ioms/UPSolderEndIOM.pdf |  | 03/13/13
UTP722 | UPBA-450LD 200 | A | UPBA450-LD | UPBA450LD/UP8311A07 | 2 | 47 | 2 | LOW LEAD BRONZE,BALL,2PC,FULL PORT,CP BRASS BALL,600 WOG,SOLDER,LOCKING HANDLE,NSF 372 & 61 | 936.36 | 8.4 | 6.75 | 2 | 3.51 | 1 |  |  |  | 697988702226 | 69798870222 | https://www.milwaukeevalve.com/wp-content/uploads/spec-sheets/UPBA450450SOPT.pdf | https://www.milwaukeevalve.com/wp-content/uploads/ioms/UPSolderEndIOM.pdf |  | 09/20/16
UTP722 | UPBA-450S A 100 | A | UPBA450S | UPBA450S/UP8313A | 1 | 47 | 1 | LOW LEAD BRONZE,BALL,2PC,FULL PORT,SS BALL/STEM,600 WOG,SOLDER,NSF 372 & 61 | 251.76 | 1.945 | 3.75 | 1.06 | 2.67 | 6 | 9.25 | 6.75 | 3.875 | 697988613768 | 69798861376 | https://www.milwaukeevalve.com/wp-content/uploads/spec-sheets/UPBA450450S.pdf | https://www.milwaukeevalve.com/wp-content/uploads/ioms/UPSolderEndIOM.pdf |  | 06/22/09
UTP722 | UPBA-450S A 112 | A | UPBA450S | UPBA450S/UP8313A | 1 1/2 | 47 | 1.5 | LOW LEAD BRONZE,BALL,2PC,FULL PORT,SS BALL/STEM,600 WOG,SOLDER,NSF 372 & 61 | 750.31 | 4.265 | 6 | 1.56 | 2.99 | 3 | 10.625 | 6.75 | 3.875 | 697988613782 | 69798861378 | https://www.milwaukeevalve.com/wp-content/uploads/spec-sheets/UPBA450450S.pdf | https://www.milwaukeevalve.com/wp-content/uploads/ioms/UPSolderEndIOM.pdf |  | 06/22/09
UTP722 | UPBA-450S A 114 | A | UPBA450S | UPBA450S/UP8313A | 1 1/4 | 47 | 1.25 | LOW LEAD BRONZE,BALL,2PC,FULL PORT,SS BALL/STEM,600 WOG,SOLDER,NSF 372 & 61 | 624.93 | 3.055 | 5 | 1.31 | 2.82 | 4 | 10.625 | 6.75 | 3.875 | 697988613775 | 69798861377 | https://www.milwaukeevalve.com/wp-content/uploads/spec-sheets/UPBA450450S.pdf | https://www.milwaukeevalve.com/wp-content/uploads/ioms/UPSolderEndIOM.pdf |  | 06/22/09
UTP722 | UPBA-450S A 200 | A | UPBA450S | UPBA450S/UP8313A | 2 | 47 | 2 | LOW LEAD BRONZE,BALL,2PC,FULL PORT,SS BALL/STEM,600 WOG,SOLDER,NSF 372 & 61 | 1256.17 | 8.205 | 6.75 | 2 | 3.51 | 1 | 0 | 0 | 0 | 697988613799 | 69798861379 | https://www.milwaukeevalve.com/wp-content/uploads/spec-sheets/UPBA450450S.pdf | https://www.milwaukeevalve.com/wp-content/uploads/ioms/UPSolderEndIOM.pdf |  | 06/22/09
UTP722 | UPBA-450SLD 100 | A | UPBA450S-LD | UPBA450SLD/UP8313A07 | 1 | 47 | 1 | LOW LEAD BRONZE,BALL,2PC,FULL PORT,SS BALL/STEM,600 WOG,SOLDER,LOCKING HANDLE,NSF 372 & 61 | 290.79 | 2 | 3.75 | 1.56 | 2.67 | 1 |  |  |  | 697988642805 | 69798864280 | https://www.milwaukeevalve.com/wp-content/uploads/spec-sheets/UPBA450450SOPT.pdf | https://www.milwaukeevalve.com/wp-content/uploads/ioms/UPSolderEndIOM.pdf |  | 11/11/11
UTP722 | UPBA-450SLD 112 | A | UPBA450S-LD | UPBA450SLD/UP8313A07 | 1 1/2 | 47 | 1.5 | LOW LEAD BRONZE,BALL,2PC,FULL PORT,SS BALL/STEM,600 WOG,SOLDER,LOCKING HANDLE,NSF 372 & 61 | 789.32 | 3.42 | 6 | 2.06 | 2.99 | 1 |  |  |  | 697988642812 | 69798864281 | https://www.milwaukeevalve.com/wp-content/uploads/spec-sheets/UPBA450450SOPT.pdf | https://www.milwaukeevalve.com/wp-content/uploads/ioms/UPSolderEndIOM.pdf |  | 11/11/11
UTP722 | UPBA-450SLD 114 |  | UPBA450S | UPBA450SLD/UP8313A07 | 1 1/4 | 47 | 1.25 | LOW LEAD BRONZE,BALL,2PC,FULL PORT,SS BALL/STEM,600 WOG,SOLDER,NSF 372 & 61,LOCKING HANDLE | 663.95 | 3.17 | 5 | 1.31 | 2.82 | 0 |  |  |  | 697988743724 | 69798874372 | https://www.milwaukeevalve.com/wp-content/uploads/spec-sheets/UPBA450450S.pdf | https://www.milwaukeevalve.com/wp-content/uploads/ioms/UPSolderEndIOM.pdf |  | 09/03/20
UTP722 | UPBA-450SLD 200 | A | UPBA450S-LD | UPBA450SLD/UP8313A07 | 2 | 47 | 2 | LOW LEAD BRONZE,BALL,2PC,FULL PORT,SS BALL/STEM,600 WOG,SOLDER,LOCKING HANDLE,NSF 372 & 61 | 1295.18 | 8.24 | 6.75 | 2.5 | 3.51 | 1 | 0 | 0 | 0 | 697988646476 | 69798864647 | https://www.milwaukeevalve.com/wp-content/uploads/spec-sheets/UPBA450450SOPT.pdf | https://www.milwaukeevalve.com/wp-content/uploads/ioms/UPSolderEndIOM.pdf |  | 04/16/12
UTP722 | UPBA450STIH 100 |  | UPBA-450S/UP8313A | UPBA450STIH/UP8313A16 | 1 | 47 | 1 | LOW LEAD BRONZE,BALL,2PC,FULL PORT,SS BALL/STEM,600 WOG,SOLDER,NSF 372 & 61,WITH TIH HANDLE | 342.53 | 5.45 | 3.75 | 1.06 | 2.67 | 2 |  |  |  | 697988732056 | 69798873205 | https://www.milwaukeevalve.com/wp-content/uploads/spec-sheets/UPBA450450S.pdf |  |  | 10/10/19
UTP722 | UPBA450STIH 112 |  | UPBA-450S/UP8313A | UPBA450STIH/UP8313A16 | 1 1/2 | 47 | 1.5 | LOW LEAD BRONZE,BALL,2PC,FULL PORT,SS BALL/STEM,600 WOG,SOLDER,NSF 372 & 61,WITH TIH HANDLE | 841.07 | 4.75 | 6 | 1.56 | 2.99 | 2 |  |  |  | 697988732070 | 69798873207 | https://www.milwaukeevalve.com/wp-content/uploads/spec-sheets/UPBA450450S.pdf |  |  | 10/10/19
UTP722 | UPBA450STIH 114 |  | UPBA-450S/UP8313A | UPBA450STIH/UP8313A16 | 1 1/4 | 47 | 1.25 | LOW LEAD BRONZE,BALL,2PC,FULL PORT,SS BALL/STEM,600 WOG,SOLDER,NSF 372 & 61,WITH TIH HANDLE | 715.7 | 3.6 | 5 | 1.31 | 2.82 | 2 |  |  |  | 697988732063 | 69798873206 | https://www.milwaukeevalve.com/wp-content/uploads/spec-sheets/UPBA450450S.pdf |  |  | 10/10/19
UTP722 | UPBA450STIH 200 |  | UPBA-450S/UP8313A | UPBA450STIH/UP8313A16 | 2 | 47 | 2 | LOW LEAD BRONZE,BALL,2PC,FULL PORT,SS BALL/STEM,600 WOG,SOLDER,NSF 372 & 61,WITH TIH HANDLE | 1346.93 | 0 | 6.75 | 2 | 3.51 | 2 |  |  |  | 697988732087 | 69798873208 | https://www.milwaukeevalve.com/wp-content/uploads/spec-sheets/UPBA450450S.pdf |  |  | 10/10/19
UTP722 | UPBA450SXHA 100 | A | UPBA450S-XH | UPBA450SXH/UP8313A06 | 1 | 47 | 1 | LOW LEAD BRONZE,BALL,2PC,FULL PORT,SS BALL/STEM,600 WOG,SOLDER,EXT STEM HANDLE,NSF 372 & 61 | 292.71 | 2.285 | 3.75 | 1.06 | 4.92 | 12 | 17 | 13.1875 | 2.625 | 697988672857 | 69798867285 | https://www.milwaukeevalve.com/wp-content/uploads/spec-sheets/UPBA450450SOPT.pdf |  |  | 11/05/13
UTP722 | UPBA450SXHA 112 | A | UPBA450S-XH | UPBA450SXH/UP8313A06 | 1 1/2 | 47 | 1.5 | LOW LEAD BRONZE,BALL,2PC,FULL PORT,SS BALL/STEM,600 WOG,SOLDER,EXT STEM HANDLE,NSF 372 & 61 | 791.27 | 4.615 | 6 | 1.56 | 5.24 | 5 | 19.4375 | 9 | 3.875 | 697988672864 | 69798867286 | https://www.milwaukeevalve.com/wp-content/uploads/spec-sheets/UPBA450450SOPT.pdf |  |  | 11/05/13
UTP722 | UPBA450SXHA 114 | A | UPBA450S-XH | UPBA450SXH/UP8313A06 | 1 1/4 | 47 | 1.25 | LOW LEAD BRONZE,BALL,2PC,FULL PORT,SS BALL/STEM,600 WOG,SOLDER,EXT STEM HANDLE,NSF 372 & 61 | 665.87 | 3.43 | 5 | 1.31 | 5.07 | 8 | 17 | 13.1875 | 2.625 | 697988666030 | 69798866603 | https://www.milwaukeevalve.com/wp-content/uploads/spec-sheets/UPBA450450SOPT.pdf |  |  | 05/16/13
UTP722 | UPBA450SXHA 200 | A | UPBA450S-XH | UPBA450SXH/UP8313A06 | 2 | 47 | 2 | LOW LEAD BRONZE,BALL,2PC,FULL PORT,SS BALL/STEM,600 WOG,SOLDER,EXT STEM HANDLE,NSF 372 & 61 | 1297.13 | 8.56 | 6.75 | 2 | 5.76 | 4 | 19.4375 | 9 | 3.875 | 697988669918 | 69798866991 | https://www.milwaukeevalve.com/wp-content/uploads/spec-sheets/UPBA450450SOPT.pdf |  |  | 08/12/13
UTP722 | UPBA-450SXLD100 | A | UPBA450S-XLD | UPBA-450SXLD/UP8313A27 | 1 | 47 | 1 | LOW LEAD BRONZE,BALL,2PC,FULL PORT,SS BALL/STEM,600 WOG,SOLDER,EXT LOCKING HANDLE,NSF 372 & 61 | 405.67 | 1.89 | 3.75 | 1.06 | 4.92 | 1 |  |  |  | 697988672444 | 69798867244 | https://www.milwaukeevalve.com/wp-content/uploads/spec-sheets/UPBA450450SOPT.pdf | https://www.milwaukeevalve.com/wp-content/uploads/ioms/UPSolderEndIOM.pdf | https://www.hammondvalve.com/wp-content/uploads/pdfs/UPSolderingConsiderations.pdf | 10/21/13
UTP722 | UPBA-450SXLD112 | A | UPBA450S-XLD | UPBA-450SXLD/UP8313A27 | 1 1/2 | 47 | 1.5 | LOW LEAD BRONZE,BALL,2PC,FULL PORT,SS BALL/STEM,600 WOG,SOLDER,EXT LOCKING HANDLE,NSF 372 & 61 | 904.21 | 4.205 | 6 | 1.56 | 5.24 | 1 |  |  |  | 697988672468 | 69798867246 | https://www.milwaukeevalve.com/wp-content/uploads/spec-sheets/UPBA450450SOPT.pdf | https://www.milwaukeevalve.com/wp-content/uploads/ioms/UPSolderEndIOM.pdf | https://www.hammondvalve.com/wp-content/uploads/pdfs/UPSolderingConsiderations.pdf | 10/21/13
UTP722 | UPBA-450SXLD114 | A | UPBA450S-XLD | UPBA-450SXLD/UP8313A27 | 1 1/4 | 47 | 1.25 | LOW LEAD BRONZE,BALL,2PC,FULL PORT,SS BALL/STEM,600 WOG,SOLDER,EXT LOCKING HANDLE,NSF 372 & 61 | 778.83 | 3 | 5 | 1.31 | 5.07 | 1 |  |  |  | 697988672451 | 69798867245 | https://www.milwaukeevalve.com/wp-content/uploads/spec-sheets/UPBA450450SOPT.pdf | https://www.milwaukeevalve.com/wp-content/uploads/ioms/UPSolderEndIOM.pdf | https://www.hammondvalve.com/wp-content/uploads/pdfs/UPSolderingConsiderations.pdf | 10/21/13
UTP722 | UPBA-450SXLD200 | A | UPBA450S-XLD | UPBA-450SXLD/UP8313A27 | 2 | 47 | 2 | LOW LEAD BRONZE,BALL,2PC,FULL PORT,SS BALL/STEM,600 WOG,SOLDER,EXT LOCKING HANDLE,NSF 372 & 61 | 1457.41 | 8.13 | 6.75 | 2 | 5.76 | 1 | 0 | 0 | 0 | 697988672475 | 69798867247 | https://www.milwaukeevalve.com/wp-content/uploads/spec-sheets/UPBA450450SOPT.pdf | https://www.milwaukeevalve.com/wp-content/uploads/ioms/UPSolderEndIOM.pdf | https://www.hammondvalve.com/wp-content/uploads/pdfs/UPSolderingConsiderations.pdf | 10/21/13
UTP722 | UPBA450SXMA 100 | A | UPBA450S-MS | UPBA450SXM/UP8313A09 | 1 | 47 | 1 | LOW LEAD BRONZE,BALL,2PC,FULL PORT,SS BALL/STEM,600 WOG,SOLDER,EXT STEM W/MEM STOP HNDL,NSF 372 & 61 | 330.97 | 2.51 | 3.75 | 1.06 | 4.92 | 12 | 17 | 13.1875 | 2.625 | 697988701762 | 69798870176 | https://www.milwaukeevalve.com/wp-content/uploads/spec-sheets/UPBA450450SOPT.pdf |  |  | 09/02/16
UTP722 | UPBA450SXMA 112 | A | UPBA450S-MS | UPBA450SXM/UP8313A09 | 1 1/2 | 47 | 1.5 | LOW LEAD BRONZE,BALL,2PC,FULL PORT,SS BALL/STEM,600 WOG,SOLDER,EXT STEM W/MEM STOP HNDL,NSF 372 & 61 | 829.51 | 4.815 | 6 | 1.56 | 5.24 | 8 | 19.4375 | 9 | 3.875 | 697988701779 | 69798870177 | https://www.milwaukeevalve.com/wp-content/uploads/spec-sheets/UPBA450450SOPT.pdf |  |  | 09/02/16
UTP722 | UPBA450SXMA 114 | A | UPBA450S-MS | UPBA450SXM/UP8313A09 | 1 1/4 | 47 | 1.25 | LOW LEAD BRONZE,BALL,2PC,FULL PORT,SS BALL/STEM,600 WOG,SOLDER,EXT STEM W/MEM STOP HNDL,NSF 372 & 61 | 704.11 | 3.63 | 5 | 1.31 | 5.07 | 8 | 17 | 13.1875 | 2.625 | 697988698222 | 69798869822 | https://www.milwaukeevalve.com/wp-content/uploads/spec-sheets/UPBA450450SOPT.pdf |  |  | 03/15/16
UTP722 | UPBA450SXMA 200 | A | UPBA450S-MS | UPBA450SXM/UP8313A09 | 2 | 47 | 2 | LOW LEAD BRONZE,BALL,2PC,FULL PORT,SS BALL/STEM,600 WOG,SOLDER,EXT STEM W/MEM STOP HNDL,NSF 372 & 61 | 1346.26 | 8.752 | 6.75 | 2 | 5.76 | 4 | 19.4375 | 9 | 3.875 | 697988698239 | 69798869823 | https://www.milwaukeevalve.com/wp-content/uploads/spec-sheets/UPBA450450SOPT.pdf |  |  | 03/15/16
UTP722 | UPBA450TIHA 100 |  | UPBA-450/UP8311A | UPBA450TIH/UP8311A16 | 1 | 47 | 1 | LOW LEAD BRONZE,BALL,2PC,FULL PORT,CP BRASS BALL,600 WOG,SOLDER,NSF 372 & 61,WITH TIH HANDLE | 230.6 | 2.93 | 3.75 | 1.06 | 2.67 | 4 |  |  |  | 697988732209 | 69798873220 | https://www.milwaukeevalve.com/wp-content/uploads/spec-sheets/UPBA450450S.pdf |  |  | 10/10/19
UTP722 | UPBA450TIHA 112 |  | UPBA-450/UP8311A | UPBA450TIH/UP8311A16 | 1 1/2 | 47 | 1.5 | LOW LEAD BRONZE,BALL,2PC,FULL PORT,CP BRASS BALL,600 WOG,SOLDER,NSF 372 & 61,WITH TIH HANDLE | 616.63 | 5.04 | 6 | 2.06 | 2.99 | 2 |  |  |  | 697988732223 | 69798873222 | https://www.milwaukeevalve.com/wp-content/uploads/spec-sheets/UPBA450450S.pdf |  |  | 10/10/19
UTP722 | UPBA450TIHA 114 |  | UPBA-450/UP8311A | UPBA450TIH/UP8311A16 | 1 1/4 | 47 | 1.25 | LOW LEAD BRONZE,BALL,2PC,FULL PORT,CP BRASS BALL,600 WOG,SOLDER,NSF 372 & 61,WITH TIH HANDLE | 499.46 | 4.05 | 3.77 | 1.31 | 2.82 | 0 |  |  |  | 697988732216 | 69798873221 | https://www.milwaukeevalve.com/wp-content/uploads/spec-sheets/UPBA450450S.pdf |  |  | 10/10/19
UTP722 | UPBA450TIHA 200 |  | UPBA-450/UP8311A | UPBA450TIH/UP8311A16 | 2 | 47 | 2 | LOW LEAD BRONZE,BALL,2PC,FULL PORT,CP BRASS BALL,600 WOG,SOLDER,NSF 372 & 61,WITH TIH HANDLE | 988.09 | 9.09 | 6.75 | 2 | 3.51 | 2 |  |  |  | 697988732230 | 69798873223 | https://www.milwaukeevalve.com/wp-content/uploads/spec-sheets/UPBA450450S.pdf |  |  | 10/10/19
UTP722 | UPBA450XH A 100 | A | UPBA450-XH | UPBA450XH/UP8311A06 | 1 | 47 | 1 | LOW LEAD BRONZE,BALL,2PC,FULL PORT,CP BALL/STEM,600 WOG,SOLDER,EXT STEM HANDLE,NSF 372 & 61 | 180.8 | 2.275 | 3.75 | 1.06 | 4.92 | 10 | 17 | 13.1875 | 2.625 | 697988639072 | 69798863907 | https://www.milwaukeevalve.com/wp-content/uploads/spec-sheets/UPBA450450SOPT.pdf |  |  | 05/09/11
UTP722 | UPBA450XH A 112 | A | UPBA450-XH | UPBA450XH/UP8311A06 | 1 1/2 | 47 | 1.5 | LOW LEAD BRONZE,BALL,2PC,FULL PORT,CP BALL/STEM,600 WOG,SOLDER,EXT STEM HANDLE,NSF 372 & 61 | 566.82 | 4.58 | 6 | 2.06 | 4.24 | 5 | 19.4375 | 9 | 3.875 | 697988639096 | 69798863909 | https://www.milwaukeevalve.com/wp-content/uploads/spec-sheets/UPBA450450SOPT.pdf |  |  | 05/09/11
UTP722 | UPBA450XH A 114 | A | UPBA450-XH | UPBA450XH/UP8311A06 | 1 1/4 | 47 | 1.25 | LOW LEAD BRONZE,BALL,2PC,FULL PORT,CP BALL/STEM,600 WOG,SOLDER,EXT STEM HANDLE,NSF 372 & 61 | 449.66 | 3.39 | 5 | 1.31 | 5.07 | 8 | 17 | 13.1875 | 2.625 | 697988639089 | 69798863908 | https://www.milwaukeevalve.com/wp-content/uploads/spec-sheets/UPBA450450SOPT.pdf |  |  | 05/09/11
UTP722 | UPBA450XH A 200 | A | UPBA450-XH | UPBA450XH/UP8311A06 | 2 | 47 | 2 | LOW LEAD BRONZE,BALL,2PC,FULL PORT,CP BALL/STEM,600 WOG,SOLDER,EXT STEM HANDLE,NSF 372 & 61 | 938.28 | 8.51 | 6.75 | 2 | 5.76 | 4 | 19.4375 | 9 | 3.875 | 697988639102 | 69798863910 | https://www.milwaukeevalve.com/wp-content/uploads/spec-sheets/UPBA450450SOPT.pdf |  |  | 05/09/11
UTP722 | UPBA450XLDA 100 | A | UPBA450-XLD | UPBA450XLD/UP8311A27 | 1 | 47 | 1 | LOW LEAD BRONZE,BALL,2PC,FULL PORT,CP BALL/STEM,600 WOG,SOLDER,EXT LOCKING HANDLE,NSF 372 & 61 | 293.73 | 2.41 | 3.75 | 1.06 | 4.92 | 0 |  |  |  | 697988728813 | 69798872881 | https://www.milwaukeevalve.com/wp-content/uploads/spec-sheets/UPBA450450SOPT.pdf | https://www.hammondvalve.com/wp-content/uploads/ioms/UPSolderEndIOM.pdf | https://www.hammondvalve.com/wp-content/uploads/pdfs/UPSolderingConsiderations.pdf | 08/02/19
UTP722 | UPBA450XLDA 112 | A | UPBA450-XLD | UPBA450XLD/UP8311A27 | 1 1/2 | 47 | 1.5 | LOW LEAD BRONZE,BALL,2PC,FULL PORT,CP BALL/STEM,600 WOG,SOLDER,EXT LOCKING HANDLE,NSF 372 & 61 | 679.76 | 5.355 | 6 | 2.06 | 4.24 | 0 |  |  |  | 697988728820 | 69798872882 | https://www.milwaukeevalve.com/wp-content/uploads/spec-sheets/UPBA450450SOPT.pdf | https://www.hammondvalve.com/wp-content/uploads/ioms/UPSolderEndIOM.pdf | https://www.hammondvalve.com/wp-content/uploads/pdfs/UPSolderingConsiderations.pdf | 08/02/19
UTP722 | UPBA450XLDA 114 | A | UPBA450-XLD | UPBA450XLD/UP8311A27 | 1 1/4 | 47 | 1.25 | LOW LEAD BRONZE,BALL,2PC,FULL PORT,CP BALL/STEM,600 WOG,SOLDER,EXT LOCKING HANDLE,NSF 372 & 61 | 562.59 | 4.15 | 5 | 1.31 | 5.07 | 0 |  |  |  | 697988728837 | 69798872883 | https://www.milwaukeevalve.com/wp-content/uploads/spec-sheets/UPBA450450SOPT.pdf | https://www.hammondvalve.com/wp-content/uploads/ioms/UPSolderEndIOM.pdf | https://www.hammondvalve.com/wp-content/uploads/pdfs/UPSolderingConsiderations.pdf | 08/02/19
UTP722 | UPBA450XLDA 200 | A | UPBA450-XLD | UPBA450XLD/UP8311A27 | 2 | 47 | 2 | LOW LEAD BRONZE,BALL,2PC,FULL PORT,CP BALL/STEM,600 WOG,SOLDER,EXT LOCKING HANDLE,NSF 372 & 61 | 1098.6 | 8.6 | 6.75 | 2 | 5.76 | 4 | 19.4375 | 9 | 3.875 | 697988728844 | 69798872884 | https://www.milwaukeevalve.com/wp-content/uploads/spec-sheets/UPBA450450SOPT.pdf | https://www.hammondvalve.com/wp-content/uploads/ioms/UPSolderEndIOM.pdf | https://www.hammondvalve.com/wp-content/uploads/pdfs/UPSolderingConsiderations.pdf | 08/02/19
UTP722 | UPBA450XM A 100 | A | UPBA450-XM | UPBA450XM/UP8311A09 | 1 | 47 | 1 | LOW LEAD BRONZE,BALL,2PC,FULL PORT,CP BALL/STEM,600 WOG,SOLDER,EXT STEM W/MEM STOP HNDL,NSF 372 & 61 | 219.02 | 2.49 | 3.75 | 1.06 | 4.92 | 12 | 17 | 13.1875 | 2.625 | 697988701618 | 69798870161 | https://www.milwaukeevalve.com/wp-content/uploads/spec-sheets/UPBA450450SOPT.pdf |  |  | 09/02/16
UTP722 | UPBA450XM A 112 | A | UPBA450-XM | UPBA450XM/UP8311A09 | 1 1/2 | 47 | 1.5 | LOW LEAD BRONZE,BALL,2PC,FULL PORT,CP BALL/STEM,600 WOG,SOLDER,EXT STEM W/MEM STOP HNDL,NSF 372 & 61 | 605.06 | 4.75 | 6 | 2.06 | 4.24 | 5 | 19.4375 | 9 | 3.875 | 697988701632 | 69798870163 | https://www.milwaukeevalve.com/wp-content/uploads/spec-sheets/UPBA450450SOPT.pdf |  |  | 09/02/16
UTP722 | UPBA450XM A 114 | A | UPBA450-XM | UPBA450XM/UP8311A09 | 1 1/4 | 47 | 1.25 | LOW LEAD BRONZE,BALL,2PC,FULL PORT,CP BALL/STEM,600 WOG,SOLDER,EXT STEM W/MEM STOP HNDL,NSF 372 & 61 | 487.89 | 3.62 | 5 | 1.31 | 5.07 | 8 | 17 | 13.1875 | 2.625 | 697988701625 | 69798870162 | https://www.milwaukeevalve.com/wp-content/uploads/spec-sheets/UPBA450450SOPT.pdf |  |  | 09/02/16
UTP722 | UPBA450XM A 200 | A | UPBA450-XM | UPBA450XM/UP8311A09 | 2 | 47 | 2 | LOW LEAD BRONZE,BALL,2PC,FULL PORT,CP BALL/STEM,600 WOG,SOLDER,EXT STEM W/MEM STOP HNDL,NSF 372 & 61 | 987.46 | 8.93 | 6.75 | 2 | 5.76 | 4 | 19.4375 | 9 | 3.875 | 697988701649 | 69798870164 | https://www.milwaukeevalve.com/wp-content/uploads/spec-sheets/UPBA450450SOPT.pdf |  |  | 09/02/16
UTP722 | UPBA-475B - 12 | B | UPBA475B | UPBA475/UP8901 | 1/2 | 41 | 0.5 | LOW LEAD BRASS,BALL,2PC,FULL PORT,CP BRASS BALL,600 WOG,THREADED,CSA/UL/FM,NSF/ANSI 372 & 61 | 91.64 | 0.44 | 2.25 | 0.51 | 1.46 | 10 | 6.1811 | 4.8819 | 2.4409 | 697988612631 | 69798861263 | https://www.milwaukeevalve.com/wp-content/uploads/spec-sheets/UPBA475B.pdf | https://www.milwaukeevalve.com/wp-content/uploads/ioms/UPThreadedEndIOM.pdf |  | 06/17/09
UTP722 | UPBA-475B - 14 | B | UPBA475B | UPBA475/UP8901 | 1/4 | 41 | 0.25 | LOW LEAD BRASS,BALL,2PC,FULL PORT,CP BRASS BALL,600 WOG,THREADED,CSA/UL/FM,NSF/ANSI 372 & 61 | 91.64 | 0.35 | 1.87 | 0.39 | 1.42 | 10 | 5.0787 | 4.6457 | 2.1654 | 697988612617 | 69798861261 | https://www.milwaukeevalve.com/wp-content/uploads/spec-sheets/UPBA475B.pdf | https://www.milwaukeevalve.com/wp-content/uploads/ioms/UPThreadedEndIOM.pdf |  | 06/17/09
UTP722 | UPBA-475B - 34 | B | UPBA475B | UPBA475/UP8901 | 3/4 | 41 | 0.75 | LOW LEAD BRASS,BALL,2PC,FULL PORT,CP BRASS BALL,600 WOG,THREADED,CSA/UL/FM,NSF/ANSI 372 & 61 | 127.63 | 0.82 | 2.62 | 0.76 | 1.93 | 6 | 6.1811 | 5.1969 | 2.9528 | 697988612648 | 69798861264 | https://www.milwaukeevalve.com/wp-content/uploads/spec-sheets/UPBA475B.pdf | https://www.milwaukeevalve.com/wp-content/uploads/ioms/UPThreadedEndIOM.pdf |  | 06/17/09
UTP722 | UPBA-475B - 38 | B | UPBA475B | UPBA475/UP8901 | 3/8 | 41 | 0.375 | LOW LEAD BRASS,BALL,2PC,FULL PORT,CP BRASS BALL,600 WOG,THREADED,CSA/UL/FM,NSF/ANSI 372 & 61 | 91.64 | 0.35 | 1.87 | 0.39 | 1.42 | 10 | 5.0787 | 4.6457 | 2.1654 | 697988612624 | 69798861262 | https://www.milwaukeevalve.com/wp-content/uploads/spec-sheets/UPBA475B.pdf | https://www.milwaukeevalve.com/wp-content/uploads/ioms/UPThreadedEndIOM.pdf |  | 06/17/09
UTP722 | UPBA-475B - 100 | B | UPBA475B | UPBA475/UP8901 | 1 | 41 | 1 | LOW LEAD BRASS,BALL,2PC,FULL PORT,CP BRASS BALL,600 WOG,THREADED,CSA/UL/FM,NSF/ANSI 372 & 61 | 215.84 | 1.14 | 3.06 | 1 | 2.1 | 6 | 6.1811 | 6.4567 | 3.5039 | 697988612655 | 69798861265 | https://www.milwaukeevalve.com/wp-content/uploads/spec-sheets/UPBA475B.pdf | https://www.milwaukeevalve.com/wp-content/uploads/ioms/UPThreadedEndIOM.pdf |  | 06/17/09
UTP722 | UPBA-475B - 112 | B | UPBA475B | UPBA475/UP8901 | 1 1/2 | 41 | 1.5 | LOW LEAD BRASS,BALL,2PC,FULL PORT,CP BRASS BALL,600 WOG,THREADED,CSA/UL/FM,NSF/ANSI 372 & 61 | 435.07 | 2.66 | 3.75 | 1.5 | 2.52 | 4 | 8.3465 | 5.8661 | 4.5669 | 697988612679 | 69798861267 | https://www.milwaukeevalve.com/wp-content/uploads/spec-sheets/UPBA475B.pdf | https://www.milwaukeevalve.com/wp-content/uploads/ioms/UPThreadedEndIOM.pdf |  | 06/17/09
UTP722 | UPBA-475B - 114 | B | UPBA475B | UPBA475/UP8901 | 1 1/4 | 41 | 1.25 | LOW LEAD BRASS,BALL,2PC,FULL PORT,CP BRASS BALL,600 WOG,THREADED,CSA/UL/FM,NSF/ANSI 372 & 61 | 346.21 | 1.86 | 3.5 | 1.26 | 2.33 | 4 | 7.6378 | 5.0787 | 4.2126 | 697988612662 | 69798861266 | https://www.milwaukeevalve.com/wp-content/uploads/spec-sheets/UPBA475B.pdf | https://www.milwaukeevalve.com/wp-content/uploads/ioms/UPThreadedEndIOM.pdf |  | 06/17/09
UTP722 | UPBA-475B - 200 | B | UPBA475B | UPBA475/UP8901 | 2 | 41 | 2 | LOW LEAD BRASS,BALL,2PC,FULL PORT,CP BRASS BALL,600 WOG,THREADED,CSA/UL/FM,NSF/ANSI 372 & 61 | 596.15 | 5.3 | 4.38 | 2 | 2.96 | 2 | 10.315 | 5.6693 | 3.5433 | 697988612686 | 69798861268 | https://www.milwaukeevalve.com/wp-content/uploads/spec-sheets/UPBA475B.pdf | https://www.milwaukeevalve.com/wp-content/uploads/ioms/UPThreadedEndIOM.pdf |  | 06/17/09
UTP722 | UPBA-475B - 212 | B | UPBA475B | UPBA475/UP8901 | 2 1/2 | 41 | 2.5 | LOW LEAD BRASS,BALL,2PC,FULL PORT,CP BRASS BALL,400 WOG,THREADED,NSF/ANSI 372 & 61 | 2311.64 | 10.3 | 5.16 | 2.98 | 3.94 | 1 | 10.8268 | 6.4961 | 4.3307 | 697988612693 | 69798861269 | https://www.milwaukeevalve.com/wp-content/uploads/spec-sheets/UPBA475B.pdf | https://www.milwaukeevalve.com/wp-content/uploads/ioms/UPThreadedEndIOM.pdf |  | 06/17/09
UTP722 | UPBA-475B - 300 | B | UPBA475B | UPBA475/UP8901 | 3 | 41 | 3 | LOW LEAD BRASS,BALL,2PC,FULL PORT,CP BRASS BALL,400 WOG,THREADED,NSF/ANSI 372 & 61 | 3388.29 | 15.08 | 6 | 3.45 | 4.37 | 1 | 11.4173 | 6.8898 | 5 | 697988612709 | 69798861270 | https://www.milwaukeevalve.com/wp-content/uploads/spec-sheets/UPBA475B.pdf | https://www.milwaukeevalve.com/wp-content/uploads/ioms/UPThreadedEndIOM.pdf |  | 06/17/09
UTP722 | UPBA-475BLL- 12 | B | UPBA-475B-LL | UPBA475LL/UP890107 | 1/2 | 41 | 0.5 | LOW LEAD BRASS,BALL,2PC,FULL PORT,CP BRASS BALL,600 WOG,THREADED,LKNG HANDLE,CSA/UL/FM,NSF 372 & 61 | 121.93 | 0.465 | 2.25 | 0.51 | 1.46 | 10 |  |  |  | 697988706781 | 69798870678 | https://www.milwaukeevalve.com/wp-content/uploads/spec-sheets/UPBA475BOPT.pdf | https://www.milwaukeevalve.com/wp-content/uploads/ioms/UPThreadedEndIOM.pdf |  | 04/26/17
UTP722 | UPBA-475BLL- 14 | B | UPBA-475B-LL | UPBA475LL/UP890107 | 1/4 | 41 | 0.25 | LOW LEAD BRASS,BALL,2PC,FULL PORT,CP BRASS BALL,600 WOG,THREADED,LKNG HANDLE,CSA/UL/FM,NSF 372 & 61 | 121.93 | 0.465 | 1.87 | 0.39 | 1.42 | 10 |  |  |  | 697988714311 | 69798871431 | https://www.milwaukeevalve.com/wp-content/uploads/spec-sheets/UPBA475BOPT.pdf | https://www.milwaukeevalve.com/wp-content/uploads/ioms/UPThreadedEndIOM.pdf |  | 03/01/18
UTP722 | UPBA-475BLL- 34 | B | UPBA-475B-LL | UPBA475LL/UP890107 | 3/4 | 41 | 0.75 | LOW LEAD BRASS,BALL,2PC,FULL PORT,CP BRASS BALL,600 WOG,THREADED,LKNG HANDLE,CSA/UL/FM,NSF 372 & 61 | 168.14 | 0.915 | 2.62 | 0.76 | 1.93 | 6 |  |  |  | 697988706798 | 69798870679 | https://www.milwaukeevalve.com/wp-content/uploads/spec-sheets/UPBA475BOPT.pdf | https://www.milwaukeevalve.com/wp-content/uploads/ioms/UPThreadedEndIOM.pdf |  | 04/26/17
UTP722 | UPBA-475BLL- 38 | B | UPBA-475B-LL | UPBA475LL/UP890107 | 3/8 | 41 | 0.375 | LOW LEAD BRASS,BALL,2PC,FULL PORT,CP BRASS BALL,600 WOG,THREADED,LKNG HANDLE,CSA/UL/FM,NSF 372 & 61 | 121.93 | 0.465 | 1.87 | 0.39 | 1.42 | 10 |  |  |  | 697988714304 | 69798871430 | https://www.milwaukeevalve.com/wp-content/uploads/spec-sheets/UPBA475BOPT.pdf | https://www.milwaukeevalve.com/wp-content/uploads/ioms/UPThreadedEndIOM.pdf |  | 03/01/18
UTP722 | UPBA-475BLL-100 | B | UPBA-475B-LL | UPBA475LL/UP890107 | 1 | 41 | 1 | LOW LEAD BRASS,BALL,2PC,FULL PORT,CP BRASS BALL,600 WOG,THREADED,LKNG HANDLE,CSA/UL/FM,NSF 372 & 61 | 256.34 | 1.47 | 3.06 | 1 | 2.1 | 6 |  |  |  | 697988706804 | 69798870680 | https://www.milwaukeevalve.com/wp-content/uploads/spec-sheets/UPBA475BOPT.pdf | https://www.milwaukeevalve.com/wp-content/uploads/ioms/UPThreadedEndIOM.pdf |  | 04/26/17
UTP722 | UPBA-475BLL-112 | B | UPBA-475B-LL | UPBA475LL/UP890107 | 1 1/2 | 41 | 1.5 | LOW LEAD BRASS,BALL,2PC,FULL PORT,CP BRASS BALL,600 WOG,THREADED,LKNG HANDLE,CSA/UL/FM,NSF 372 & 61 | 495.83 | 2.7 | 3.75 | 1.5 | 2.52 | 4 |  |  |  | 697988714083 | 69798871408 | https://www.milwaukeevalve.com/wp-content/uploads/spec-sheets/UPBA475BOPT.pdf | https://www.milwaukeevalve.com/wp-content/uploads/ioms/UPThreadedEndIOM.pdf |  | 02/26/18
UTP722 | UPBA-475BLL-114 | B | UPBA-475B-LL | UPBA475LL/UP890107 | 1 1/4 | 41 | 1.25 | LOW LEAD BRASS,BALL,2PC,FULL PORT,CP BRASS BALL,600 WOG,THREADED,LKNG HANDLE,CSA/UL/FM,NSF 372 & 61 | 406.93 | 1.92 | 3.5 | 1.26 | 2.33 | 4 | 7.6378 | 5.0787 | 4.2126 | 697988681132 | 69798868113 | https://www.milwaukeevalve.com/wp-content/uploads/spec-sheets/UPBA475BOPT.pdf | https://www.milwaukeevalve.com/wp-content/uploads/ioms/UPThreadedEndIOM.pdf |  | 08/05/14
UTP722 | UPBA-475BLL-200 | B | UPBA-475B-LL | UPBA475LL/UP890107 | 2 | 41 | 2 | LOW LEAD BRASS,BALL,2PC,FULL PORT,CP BRASS BALL,600 WOG,THREADED,LKNG HANDLE,CSA/UL/FM,NSF 372 & 61 | 675.89 | 5.4 | 4.38 | 2 | 2.96 | 2 |  |  |  | 697988714090 | 69798871409 | https://www.milwaukeevalve.com/wp-content/uploads/spec-sheets/UPBA475BOPT.pdf | https://www.milwaukeevalve.com/wp-content/uploads/ioms/UPThreadedEndIOM.pdf |  | 02/26/18
UTP722 | UPBA-475BLL-212 | B | UPBA-475B-LL | UPBA475LL/UP890107 | 2 1/2 | 41 | 2.5 | LOW LEAD BRASS,BALL,2PC,FULL PORT,CP BRASS BALL,400 WOG,THREADED,LKNG HANDLE,NSF 372 & 61 | 2391.38 | 10.45 | 5.16 | 2.98 | 3.94 | 1 |  |  |  | 697988714335 | 69798871433 | https://www.milwaukeevalve.com/wp-content/uploads/spec-sheets/UPBA475BOPT.pdf | https://www.milwaukeevalve.com/wp-content/uploads/ioms/UPThreadedEndIOM.pdf |  | 03/01/18
UTP722 | UPBA-475BLL-300 | B | UPBA-475B-LL | UPBA475LL/UP890107 | 3 | 41 | 3 | LOW LEAD BRASS,BALL,2PC,FULL PORT,CP BRASS BALL,400 WOG,THREADED,LKNG HANDLE,NSF 372 & 61 | 3468.05 | 15.18 | 6 | 3.45 | 4.37 | 1 |  |  |  | 697988714328 | 69798871432 | https://www.milwaukeevalve.com/wp-content/uploads/spec-sheets/UPBA475BOPT.pdf | https://www.milwaukeevalve.com/wp-content/uploads/ioms/UPThreadedEndIOM.pdf |  | 03/01/18
UTP722 | UPBA475BTIH 12 | B | UPBA-475B-TIH | UPBA475BTIH/UP890116 | 1/2 | 41 | 0.5 | LOW LEAD BRASS,BALL,2PC,F-PORT,CP BRASS BALL,600 WOG,THREADED,INSUL HANDLE,CSA/UL/FM,NSF 372 & 61 | 172.57 | 1.22 | 2.25 | 0.51 | 1.46 | 1 |  |  |  | 697988679832 | 69798867983 | https://www.milwaukeevalve.com/wp-content/uploads/spec-sheets/UPBA475BTIH.pdf | https://www.milwaukeevalve.com/wp-content/uploads/ioms/UPThreadedEndIOM.pdf |  | 06/25/14
UTP722 | UPBA475BTIH 14 | B | UPBA-475B-TIH | UPBA475BTIH/UP890116 | 1/4 | 41 | 0.25 | LOW LEAD BRASS,BALL,2PC,F-PORT,CP BRASS BALL,600 WOG,THREADED,INSUL HANDLE,CSA/UL/FM,NSF 372 & 61 | 172.57 | 1.13 | 1.87 | 0.39 | 1.42 | 1 |  |  |  | 697988679283 | 69798867928 | https://www.milwaukeevalve.com/wp-content/uploads/spec-sheets/UPBA475BTIH.pdf | https://www.milwaukeevalve.com/wp-content/uploads/ioms/UPThreadedEndIOM.pdf |  | 06/03/14
UTP722 | UPBA475BTIH 34 | B | UPBA-475B-TIH | UPBA475BTIH/UP890116 | 3/4 | 41 | 0.75 | LOW LEAD BRASS,BALL,2PC,F-PORT,CP BRASS BALL,600 WOG,THREADED,INSUL HANDLE,CSA/UL/FM,NSF 372 & 61 | 208.56 | 1.38 | 2.62 | 0.76 | 1.93 | 1 |  |  |  | 697988679849 | 69798867984 | https://www.milwaukeevalve.com/wp-content/uploads/spec-sheets/UPBA475BTIH.pdf | https://www.milwaukeevalve.com/wp-content/uploads/ioms/UPThreadedEndIOM.pdf |  | 06/25/14
UTP722 | UPBA475BTIH 38 | B | UPBA-475B-TIH | UPBA475BTIH/UP890116 | 3/8 | 41 | 0.375 | LOW LEAD BRASS,BALL,2PC,F-PORT,CP BRASS BALL,600 WOG,THREADED,INSUL HANDLE,CSA/UL/FM,NSF 372 & 61 | 172.57 | 1.13 | 1.87 | 0.39 | 1.42 | 1 |  |  |  | 697988679290 | 69798867929 | https://www.milwaukeevalve.com/wp-content/uploads/spec-sheets/UPBA475BTIH.pdf | https://www.milwaukeevalve.com/wp-content/uploads/ioms/UPThreadedEndIOM.pdf |  | 06/03/14
UTP722 | UPBA475BTIH 100 | B | UPBA-475B-TIH | UPBA475BTIH/UP890116 | 1 | 41 | 1 | LOW LEAD BRASS,BALL,2PC,F-PORT,CP BRASS BALL,600 WOG,THREADED,INSUL HANDLE,CSA/UL/FM,NSF 372 & 61 | 296.77 | 1.96 | 3.06 | 1 | 2.1 | 1 |  |  |  | 697988679856 | 69798867985 | https://www.milwaukeevalve.com/wp-content/uploads/spec-sheets/UPBA475BTIH.pdf | https://www.milwaukeevalve.com/wp-content/uploads/ioms/UPThreadedEndIOM.pdf |  | 06/25/14
UTP722 | UPBA475BTIH 112 | B | UPBA-475B-TIH | UPBA475BTIH/UP890116 | 1 1/2 | 41 | 1.5 | LOW LEAD BRASS,BALL,2PC,F-PORT,CP BRASS BALL,600 WOG,THREADED,INSUL HANDLE,CSA/UL/FM,NSF 372 & 61 | 551.46 | 3.71 | 3.75 | 1.5 | 2.52 | 1 |  |  |  | 697988679870 | 69798867987 | https://www.milwaukeevalve.com/wp-content/uploads/spec-sheets/UPBA475BTIH.pdf | https://www.milwaukeevalve.com/wp-content/uploads/ioms/UPThreadedEndIOM.pdf |  | 06/25/14
UTP722 | UPBA475BTIH 114 | B | UPBA-475B-TIH | UPBA475BTIH/UP890116 | 1 1/4 | 41 | 1.25 | LOW LEAD BRASS,BALL,2PC,F-PORT,CP BRASS BALL,600 WOG,THREADED,INSUL HANDLE,CSA/UL/FM,NSF 372 & 61 | 462.57 | 2.91 | 3.5 | 1.26 | 2.33 | 1 |  |  |  | 697988679863 | 69798867986 | https://www.milwaukeevalve.com/wp-content/uploads/spec-sheets/UPBA475BTIH.pdf | https://www.milwaukeevalve.com/wp-content/uploads/ioms/UPThreadedEndIOM.pdf |  | 06/25/14
UTP722 | UPBA475BTIH 200 | B | UPBA-475B-TIH | UPBA475BTIH/UP890116 | 2 | 41 | 2 | LOW LEAD BRASS,BALL,2PC,F-PORT,CP BRASS BALL,600 WOG,THREADED,INSUL HANDLE,CSA/UL/FM,NSF 372 & 61 | 712.49 | 5.08 | 4.38 | 2 | 2.96 | 1 |  |  |  | 697988679887 | 69798867988 | https://www.milwaukeevalve.com/wp-content/uploads/spec-sheets/UPBA475BTIH.pdf | https://www.milwaukeevalve.com/wp-content/uploads/ioms/UPThreadedEndIOM.pdf |  | 06/25/14
UTP722 | UPBA475BXH- 12 | B | UPBA-475B-XH | UPBA475BXH/UP890106 | 1/2 | 41 | 0.5 | LOW LEAD BRASS,BALL,2PC,F-PORT,CP BRASS BALL,600 WOG,THREADED,EXT HANDLE,CSA/UL/FM,NSF 372 & 61 | 130.66 | 0.575 | 2.25 | 1.01 | 4.46 | 1 |  |  |  | 697988666276 | 69798866627 | https://www.milwaukeevalve.com/wp-content/uploads/spec-sheets/UPBA475BOPT.pdf | https://www.milwaukeevalve.com/wp-content/uploads/ioms/UPThreadedEndIOM.pdf |  | 05/30/13
UTP722 | UPBA475BXH- 14 | B | UPBA-475B-XH | UPBA475BXH/UP890106 | 1/4 | 41 | 0.25 | LOW LEAD BRASS,BALL,2PC,F-PORT,CP BRASS BALL,600 WOG,THREADED,EXT HANDLE,CSA/UL/FM,NSF 372 & 61 | 130.66 | 0.65 | 0 | 0 | 0 | 1 |  |  |  | 697988666283 | 69798866628 | https://www.milwaukeevalve.com/wp-content/uploads/spec-sheets/UPBA475BOPT.pdf | https://www.milwaukeevalve.com/wp-content/uploads/ioms/UPThreadedEndIOM.pdf |  | 05/30/13
UTP722 | UPBA475BXH- 34 | B | UPBA-475B-XH | UPBA475BXH/UP890106 | 3/4 | 41 | 0.75 | LOW LEAD BRASS,BALL,2PC,F-PORT,CP BRASS BALL,600 WOG,THREADED,EXT HANDLE,CSA/UL/FM,NSF 372 & 61 | 175.31 | 1.5 | 1.31 | 1.26 | 7.35 | 1 |  |  |  | 697988666290 | 69798866629 | https://www.milwaukeevalve.com/wp-content/uploads/spec-sheets/UPBA475BOPT.pdf | https://www.milwaukeevalve.com/wp-content/uploads/ioms/UPThreadedEndIOM.pdf |  | 05/30/13
UTP722 | UPBA475BXH- 38 | B | UPBA-475B-XH | UPBA475BXH/UP890106 | 3/8 | 41 | 0.375 | LOW LEAD BRASS,BALL,2PC,F-PORT,CP BRASS BALL,600 WOG,THREADED,EXT HANDLE,CSA/UL/FM,NSF 372 & 61 | 130.66 | 0.65 | 0 | 0 | 0 | 1 |  |  |  | 697988666306 | 69798866630 | https://www.milwaukeevalve.com/wp-content/uploads/spec-sheets/UPBA475BOPT.pdf | https://www.milwaukeevalve.com/wp-content/uploads/ioms/UPThreadedEndIOM.pdf |  | 05/30/13
UTP722 | UPBA475BXH- 100 | B | UPBA-475B-XH | UPBA475BXH/UP890106 | 1 | 41 | 1 | LOW LEAD BRASS,BALL,2PC,F-PORT,CP BRASS BALL,600 WOG,THREADED,EXT HANDLE,CSA/UL/FM,NSF 372 & 61 | 263.5 | 1.58 | 3.06 | 1.5 | 2.1 | 16 | 20.875 | 10.1875 | 2.25 | 697988666313 | 69798866631 | https://www.milwaukeevalve.com/wp-content/uploads/spec-sheets/UPBA475BOPT.pdf | https://www.milwaukeevalve.com/wp-content/uploads/ioms/UPThreadedEndIOM.pdf |  | 05/30/13
UTP722 | UPBA475BXH- 112 | B | UPBA-475B-XH | UPBA475BXH/UP890106 | 1 1/2 | 41 | 1.5 | LOW LEAD BRASS,BALL,2PC,F-PORT,CP BRASS BALL,600 WOG,THREADED,EXT HANDLE,CSA/UL/FM,NSF 372 & 61 | 482.76 | 2.8 | 3.75 | 2 | 5.52 | 4 | 17 | 13.1875 | 2.625 | 697988666320 | 69798866632 | https://www.milwaukeevalve.com/wp-content/uploads/spec-sheets/UPBA475BOPT.pdf | https://www.milwaukeevalve.com/wp-content/uploads/ioms/UPThreadedEndIOM.pdf |  | 05/30/13
UTP722 | UPBA475BXH- 114 | B | UPBA-475B-XH | UPBA475BXH/UP890106 | 1 1/4 | 41 | 1.25 | LOW LEAD BRASS,BALL,2PC,F-PORT,CP BRASS BALL,600 WOG,THREADED,EXT HANDLE,CSA/UL/FM,NSF 372 & 61 | 393.93 | 2.035 | 3.5 | 1.76 | 5.33 | 12 | 17 | 13.1875 | 2.625 | 697988666337 | 69798866633 | https://www.milwaukeevalve.com/wp-content/uploads/spec-sheets/UPBA475BOPT.pdf | https://www.milwaukeevalve.com/wp-content/uploads/ioms/UPThreadedEndIOM.pdf |  | 05/30/13
UTP722 | UPBA475BXH- 200 | B | UPBA-475B-XH | UPBA475BXH/UP890106 | 2 | 41 | 2 | LOW LEAD BRASS,BALL,2PC,F-PORT,CP BRASS BALL,600 WOG,THREADED,EXT HANDLE,CSA/UL/FM,NSF 372 & 61 | 661.19 | 5.535 | 4.38 | 2.5 | 5.96 | 6 | 14.25 | 9.5 | 2.75 | 697988666344 | 69798866634 | https://www.milwaukeevalve.com/wp-content/uploads/spec-sheets/UPBA475BOPT.pdf | https://www.milwaukeevalve.com/wp-content/uploads/ioms/UPThreadedEndIOM.pdf |  | 05/30/13
UTP722 | UPBA475BXH- 212 | B | UPBA-475B-XH | UPBA475BXH/UP890106 | 2 1/2 | 41 | 2.5 | LOW LEAD BRASS,BALL,2PC,F-PORT,CP BRASS BALL,400 WOG,THREADED,EXT HNDL,CSA/UL/FM,NSF 372 & 61 | 2437.33 | 11.835 | 5.16 | 2.98 | 3.94 | 1 |  |  |  | 697988701922 | 69798870192 | https://www.milwaukeevalve.com/wp-content/uploads/spec-sheets/UPBA475BOPT.pdf | https://www.milwaukeevalve.com/wp-content/uploads/ioms/UPThreadedEndIOM.pdf |  | 09/08/16
UTP722 | UPBA475BXH- 300 | B | UPBA-475B-XH | UPBA475BXH/UP890106 | 3 | 41 | 3 | LOW LEAD BRASS,BALL,2PC,F-PORT,CP BRASS BALL,400 WOG,THREADED,EXT HNDL,CSA/UL/FM,NSF 372 & 61 | 3514.01 | 15.08 | 6 | 3.45 | 4.37 | 1 |  |  |  | 697988701939 | 69798870193 | https://www.milwaukeevalve.com/wp-content/uploads/spec-sheets/UPBA475BOPT.pdf | https://www.milwaukeevalve.com/wp-content/uploads/ioms/UPThreadedEndIOM.pdf |  | 09/08/16
UTP722 | UPBA-480B - 12 | B | UPBA480B | UPBA480B | 1/2 | 48 | 0.5 | ULTRAPRESS LOW LEAD BRASS,BALL,2PC,F-PORT,CP BRS BALL,200 PSIG @250 DEG F,PRSxPRS ENDS,NSF 372 & 61 | 93.61 | 0.42 | 5 | 2 | 1 | 10 | 6.6929 | 6.2205 | 2.4409 | 697988615571 | 69798861557 | https://www.milwaukeevalve.com/wp-content/uploads/spec-sheets/UPBA480B.pdf | https://www.milwaukeevalve.com/wp-content/uploads/ioms/UPThreadedEndIOM.pdf | https://www.hammondvalve.com/wp-content/uploads/ioms/UltraPressIOM.pdf | 06/24/09
UTP722 | UPBA-480B - 34 | B | UPBA480B | UPBA480B | 3/4 | 48 | 0.75 | ULTRAPRESS LOW LEAD BRASS,BALL,2PC,F-PORT,CP BRS BALL,200 PSIG @250 DEG F,PRSxPRS ENDS,NSF 372 & 61 | 139.12 | 0.82 | 6 | 3 | 1.5 | 6 | 7.7953 | 5 | 2.9528 | 697988615588 | 69798861558 | https://www.milwaukeevalve.com/wp-content/uploads/spec-sheets/UPBA480B.pdf | https://www.milwaukeevalve.com/wp-content/uploads/ioms/UPThreadedEndIOM.pdf | https://www.hammondvalve.com/wp-content/uploads/ioms/UltraPressIOM.pdf | 06/24/09
UTP722 | UPBA-480B - 100 | B | UPBA480B | UPBA480B | 1 | 48 | 1 | ULTRAPRESS LOW LEAD BRASS,BALL,2PC,F-PORT,CP BRS BALL,200 PSIG @250 DEG F,PRSxPRS ENDS,NSF 372 & 61 | 207.43 | 1.18 | 6.5 | 3.25 | 1.5 | 6 | 8.8583 | 6.378 | 3.3465 | 697988615595 | 69798861559 | https://www.milwaukeevalve.com/wp-content/uploads/spec-sheets/UPBA480B.pdf | https://www.milwaukeevalve.com/wp-content/uploads/ioms/UPThreadedEndIOM.pdf | https://www.hammondvalve.com/wp-content/uploads/ioms/UltraPressIOM.pdf | 06/24/09
UTP722 | UPBA-480B - 112 | B | UPBA480B | UPBA480B | 1 1/2 | 48 | 1.5 | ULTRAPRESS LOW LEAD BRASS,BALL,2PC,F-PORT,CP BRS BALL,200 PSIG @250 DEG F,PRSxPRS ENDS,NSF 372 & 61 | 566.64 | 2.8 | 8 | 4 | 2.5 | 4 | 13.1102 | 5.8661 | 4.1339 | 697988615618 | 69798861561 | https://www.milwaukeevalve.com/wp-content/uploads/spec-sheets/UPBA480B.pdf | https://www.milwaukeevalve.com/wp-content/uploads/ioms/UPThreadedEndIOM.pdf | https://www.hammondvalve.com/wp-content/uploads/ioms/UltraPressIOM.pdf | 06/24/09
UTP722 | UPBA-480B - 114 | B | UPBA480B | UPBA480B | 1 1/4 | 48 | 1.25 | ULTRAPRESS LOW LEAD BRASS,BALL,2PC,F-PORT,CP BRS BALL,200 PSIG @250 DEG F,PRSxPRS ENDS,NSF 372 & 61 | 424.98 | 1.86 | 7.75 | 3.75 | 2.25 | 4 | 10.7087 | 5.1181 | 4.0158 | 697988615601 | 69798861560 | https://www.milwaukeevalve.com/wp-content/uploads/spec-sheets/UPBA480B.pdf | https://www.milwaukeevalve.com/wp-content/uploads/ioms/UPThreadedEndIOM.pdf | https://www.hammondvalve.com/wp-content/uploads/ioms/UltraPressIOM.pdf | 06/24/09
UTP722 | UPBA-480B - 200 | B | UPBA480B | UPBA480B | 2 | 48 | 2 | ULTRAPRESS LOW LEAD BRASS,BALL,2PC,F-PORT,CP BRS BALL,200 PSIG @250 DEG F,PRSxPRS ENDS,NSF 372 & 61 | 973.48 | 5.5 | 10.5 | 5 | 3.5 | 2 | 15.2756 | 5.7874 | 3.3465 | 697988615625 | 69798861562 | https://www.milwaukeevalve.com/wp-content/uploads/spec-sheets/UPBA480B.pdf | https://www.milwaukeevalve.com/wp-content/uploads/ioms/UPThreadedEndIOM.pdf | https://www.hammondvalve.com/wp-content/uploads/ioms/UltraPressIOM.pdf | 06/24/09
UTP722 | UPBA-480B - 212 | B | UPBA480B | UPBA480B | 2 1/2 | 48 | 2.5 | ULTRAPRESS LOW LEAD BRASS,BALL,2PC,F-PORT,CP BRS BALL,200 PSIG @250 DEG F,PRSxPRS ENDS,NSF 372 & 61 | 2432.53 | 10.58 | 14 | 6.75 | 4.75 | 1 | 11.9685 | 6.4173 | 4.6063 | 697988679191 | 69798867919 | https://www.milwaukeevalve.com/wp-content/uploads/spec-sheets/UPBA480B.pdf | https://www.milwaukeevalve.com/wp-content/uploads/ioms/UPThreadedEndIOM.pdf | https://www.hammondvalve.com/wp-content/uploads/ioms/UltraPressIOM.pdf | 05/23/14
UTP722 | UPBA-480B - 300 | B | UPBA480B | UPBA480B | 3 | 48 | 3 | ULTRAPRESS LOW LEAD BRASS,BALL,2PC,F-PORT,CP BRS BALL,200 PSIG @250 DEG F,PRSxPRS ENDS,NSF 372 & 61 | 3126.19 | 15.54 | 14.5 | 7 | 5 | 1 | 12.6378 | 7.126 | 5.315 | 697988679207 | 69798867920 | https://www.milwaukeevalve.com/wp-content/uploads/spec-sheets/UPBA480B.pdf | https://www.milwaukeevalve.com/wp-content/uploads/ioms/UPThreadedEndIOM.pdf | https://www.hammondvalve.com/wp-content/uploads/ioms/UltraPressIOM.pdf | 05/23/14
UTP722 | UPBA-480B - 400 | B | UPBA480B | UPBA480B | 4 | 48 | 4 | ULTRAPRESS LOW LEAD BRASS,BALL,2PC,F-PORT,CP BRS BALL,200 PSIG @250 DEG F,PRSxPRS ENDS,NSF 372 & 61 | 4337.16 | 35.72 | 11.42 | 0 | 6.06 | 1 | 15.1575 | 9.4488 | 6.8898 | 697988682887 | 69798868288 | https://www.milwaukeevalve.com/wp-content/uploads/spec-sheets/UPBA480B.pdf | https://www.milwaukeevalve.com/wp-content/uploads/ioms/UPThreadedEndIOM.pdf | https://www.hammondvalve.com/wp-content/uploads/ioms/UltraPressIOM.pdf | 11/26/14
UTP722 | UPBA-480BH- 12 | B | UPBA480BH | UPBA480BH | 1/2 | 48 | 0.5 | ULTRAPRESS LOW LEAD BRASS,BALL,2PC,F-PORT,CP BRS BALL,200 PSIG @250 DEG F,PRSxHOSE END,NSF 372 & 61 | 146.71 | 0.5 | 5 | 2 | 1.25 | 10 | 7.0866 | 6.6142 | 2.4409 | 697988669215 | 69798866921 | https://www.milwaukeevalve.com/wp-content/uploads/spec-sheets/UPBA480BH.pdf | https://www.milwaukeevalve.com/wp-content/uploads/ioms/UPThreadedEndIOM.pdf | https://www.milwaukeevalve.com/wp-content/uploads/ioms/UltraPressIOM.pdf | 07/15/13
UTP722 | UPBA-480BH- 34 | B | UPBA480BH | UPBA480BH | 3/4 | 48 | 0.75 | ULTRAPRESS LOW LEAD BRASS,BALL,2PC,F-PORT,CP BRS BALL,200 PSIG @250 DEG F,PRSxHOSE END,NSF 372 & 61 | 194.77 | 0.9 | 1.66 | 0.76 | 1.46 | 6 | 8.1102 | 5.1181 | 2.9528 | 697988669222 | 69798866922 | https://www.milwaukeevalve.com/wp-content/uploads/spec-sheets/UPBA480BH.pdf | https://www.milwaukeevalve.com/wp-content/uploads/ioms/UPThreadedEndIOM.pdf | https://www.milwaukeevalve.com/wp-content/uploads/ioms/UltraPressIOM.pdf | 07/15/13
UTP722 | UPBA-480BLL- 12 | B | UPBA480B-LL | UPBA480BLL | 1/2 | 48 | 0.5 | ULTRAPRESS LOW LEAD BRS,BALL,2PC,FPT,CP BRS BALL,200 PSIG @250 DEGF,PRSxPRS,LCKNG HNDL,NSF 372 & 61 | 116.13 | 0.48 | 5 | 2 | 1 | 1 |  |  |  | 697988713819 | 69798871381 | https://www.milwaukeevalve.com/wp-content/uploads/spec-sheets/UPBA480BOPT.pdf | https://www.milwaukeevalve.com/wp-content/uploads/ioms/UPThreadedEndIOM.pdf | https://www.milwaukeevalve.com/wp-content/uploads/ioms/UltraPressIOM.pdf | 02/15/18
UTP722 | UPBA-480BLL- 34 | B | UPBA480B-LL | UPBA480BLL | 3/4 | 48 | 0.75 | ULTRAPRESS LOW LEAD BRS,BALL,2PC,FPT,CP BRS BALL,200 PSIG @250 DEGF,PRSxPRS,LCKNG HNDL,NSF 372 & 61 | 168.37 | 0.87 | 6 | 3 | 1.5 | 1 |  |  |  | 697988713826 | 69798871382 | https://www.milwaukeevalve.com/wp-content/uploads/spec-sheets/UPBA480BOPT.pdf | https://www.milwaukeevalve.com/wp-content/uploads/ioms/UPThreadedEndIOM.pdf | https://www.milwaukeevalve.com/wp-content/uploads/ioms/UltraPressIOM.pdf | 02/15/18
UTP722 | UPBA-480BLL-100 | B | UPBA480B-LL | UPBA480BLL | 1 | 48 | 1 | ULTRAPRESS LOW LEAD BRS,BALL,2PC,FPT,CP BRS BALL,200 PSIG @250 DEGF,PRSxPRS,LCKNG HNDL,NSF 372 & 61 | 232.44 | 1.24 | 6.5 | 3.25 | 1.5 | 1 |  |  |  | 697988713833 | 69798871383 | https://www.milwaukeevalve.com/wp-content/uploads/spec-sheets/UPBA480BOPT.pdf | https://www.milwaukeevalve.com/wp-content/uploads/ioms/UPThreadedEndIOM.pdf | https://www.milwaukeevalve.com/wp-content/uploads/ioms/UltraPressIOM.pdf | 02/15/18
UTP722 | UPBA-480BLL-112 | B | UPBA480B-LL | UPBA480BLL | 1 1/2 | 48 | 1.5 | ULTRAPRESS LOW LEAD BRS,BALL,2PC,FPT,CP BRS BALL,200 PSIG @250 DEGF,PRSxPRS,LCKNG HNDL,NSF 372 & 61 | 588.17 | 2.9 | 8 | 4 | 2.5 | 1 |  |  |  | 697988713857 | 69798871385 | https://www.milwaukeevalve.com/wp-content/uploads/spec-sheets/UPBA480BOPT.pdf | https://www.milwaukeevalve.com/wp-content/uploads/ioms/UPThreadedEndIOM.pdf | https://www.milwaukeevalve.com/wp-content/uploads/ioms/UltraPressIOM.pdf | 02/15/18
UTP722 | UPBA-480BLL-114 | B | UPBA480B-LL | UPBA480BLL | 1 1/4 | 48 | 1.25 | ULTRAPRESS LOW LEAD BRS,BALL,2PC,FPT,CP BRS BALL,200 PSIG @250 DEGF,PRSxPRS,LCKNG HNDL,NSF 372 & 61 | 455.33 | 1.96 | 7.75 | 3.75 | 2.25 | 1 |  |  |  | 697988713840 | 69798871384 | https://www.milwaukeevalve.com/wp-content/uploads/spec-sheets/UPBA480BOPT.pdf | https://www.milwaukeevalve.com/wp-content/uploads/ioms/UPThreadedEndIOM.pdf | https://www.milwaukeevalve.com/wp-content/uploads/ioms/UltraPressIOM.pdf | 02/15/18
UTP722 | UPBA-480BLL-200 | B | UPBA480B-LL | UPBA480BLL | 2 | 48 | 2 | ULTRAPRESS LOW LEAD BRS,BALL,2PC,FPT,CP BRS BALL,200 PSIG @250 DEGF,PRSxPRS,LCKNG HNDL,NSF 372 & 61 | 987.39 | 5.6 | 10.5 | 5 | 3.5 | 1 |  |  |  | 697988713864 | 69798871386 | https://www.milwaukeevalve.com/wp-content/uploads/spec-sheets/UPBA480BOPT.pdf | https://www.milwaukeevalve.com/wp-content/uploads/ioms/UPThreadedEndIOM.pdf | https://www.milwaukeevalve.com/wp-content/uploads/ioms/UltraPressIOM.pdf | 02/15/18
UTP722 | UPBA-480BLL-212 | B | UPBA480B-LL | UPBA480BLL | 2 1/2 | 48 | 2.5 | ULTRAPRESS LOW LEAD BRS,BALL,2PC,FPT,CP BRS BALL,200 PSIG @250 DEGF,PRSxPRS,LCKNG HNDL,NSF 372 & 61 | 2355.27 | 10.68 | 14 | 6.75 | 4.75 | 1 |  |  |  | 697988713871 | 69798871387 | https://www.milwaukeevalve.com/wp-content/uploads/spec-sheets/UPBA480BOPT.pdf | https://www.milwaukeevalve.com/wp-content/uploads/ioms/UPThreadedEndIOM.pdf | https://www.milwaukeevalve.com/wp-content/uploads/ioms/UltraPressIOM.pdf | 02/15/18
UTP722 | UPBA-480BLL-300 | B | UPBA480B-LL | UPBA480BLL | 3 | 48 | 3 | ULTRAPRESS LOW LEAD BRS,BALL,2PC,FPT,CP BRS BALL,200 PSIG @250 DEGF,PRSxPRS,LCKNG HNDL,NSF 372 & 61 | 3005.57 | 15.64 | 14.5 | 7 | 5 | 1 |  |  |  | 697988713888 | 69798871388 | https://www.milwaukeevalve.com/wp-content/uploads/spec-sheets/UPBA480BOPT.pdf | https://www.milwaukeevalve.com/wp-content/uploads/ioms/UPThreadedEndIOM.pdf | https://www.milwaukeevalve.com/wp-content/uploads/ioms/UltraPressIOM.pdf | 02/15/18
UTP722 | UPBA480BTIH 12 | B | UPBA480B | UPBA-480BTIH | 1/2 | 48 | 0.5 | ULTRAPRESS LOW LEAD BRASS,BALL,2PC,FP,CP BRASS BALL,200 PSIG@250F,PRSxPRS,INSUL HNDL,NSF 372 & 61 | 174.51 | 1.02 | 5 | 2 | 1 | 1 |  |  |  | 697988680005 | 69798868000 | https://www.milwaukeevalve.com/wp-content/uploads/spec-sheets/UPBA480B.pdf | https://www.milwaukeevalve.com/wp-content/uploads/ioms/UltraPressIOM.pdf |  | 06/25/14
UTP722 | UPBA480BTIH 34 | B | UPBA480B | UPBA-480BTIH | 3/4 | 48 | 0.75 | ULTRAPRESS LOW LEAD BRASS,BALL,2PC,FP,CP BRASS BALL,200 PSIG@250F,PRSxPRS,INSUL HNDL,NSF 372 & 61 | 220.03 | 1.58 | 6 | 3 | 1.5 | 4 |  |  |  | 697988680012 | 69798868001 | https://www.milwaukeevalve.com/wp-content/uploads/spec-sheets/UPBA480B.pdf | https://www.milwaukeevalve.com/wp-content/uploads/ioms/UltraPressIOM.pdf |  | 06/25/14
UTP722 | UPBA480BTIH 100 | B | UPBA480B | UPBA-480BTIH | 1 | 48 | 1 | ULTRAPRESS LOW LEAD BRASS,BALL,2PC,FP,CP BRASS BALL,200 PSIG@250F,PRSxPRS,INSUL HNDL,NSF 372 & 61 | 288.37 | 2.1 | 6.5 | 3.25 | 1.5 | 4 |  |  |  | 697988680029 | 69798868002 | https://www.milwaukeevalve.com/wp-content/uploads/spec-sheets/UPBA480B.pdf | https://www.milwaukeevalve.com/wp-content/uploads/ioms/UltraPressIOM.pdf |  | 06/25/14
UTP722 | UPBA480BTIH 112 | B | UPBA480B | UPBA-480BTIH | 1 1/2 | 48 | 1.5 | ULTRAPRESS LOW LEAD BRASS,BALL,2PC,FP,CP BRASS BALL,200 PSIG@250F,PRSxPRS,INSUL HNDL,NSF 372 & 61 | 683 | 3.36 | 8 | 4 | 2.5 | 2 |  |  |  | 697988680043 | 69798868004 | https://www.milwaukeevalve.com/wp-content/uploads/spec-sheets/UPBA480B.pdf | https://www.milwaukeevalve.com/wp-content/uploads/ioms/UltraPressIOM.pdf |  | 06/25/14
UTP722 | UPBA480BTIH 114 | B | UPBA480B | UPBA-480BTIH | 1 1/4 | 48 | 1.25 | ULTRAPRESS LOW LEAD BRASS,BALL,2PC,FP,CP BRASS BALL,200 PSIG@250F,PRSxPRS,INSUL HNDL,NSF 372 & 61 | 541.33 | 2.4 | 7.75 | 3.75 | 2.25 | 1 |  |  |  | 697988680036 | 69798868003 | https://www.milwaukeevalve.com/wp-content/uploads/spec-sheets/UPBA480B.pdf | https://www.milwaukeevalve.com/wp-content/uploads/ioms/UltraPressIOM.pdf |  | 06/25/14
UTP722 | UPBA480BTIH 200 | B | UPBA480B | UPBA-480BTIH | 2 | 48 | 2 | ULTRAPRESS LOW LEAD BRASS,BALL,2PC,FP,CP BRASS BALL,200 PSIG@250F,PRSxPRS,INSUL HNDL,NSF 372 & 61 | 1089.83 | 6.14 | 10.5 | 5 | 3.5 | 2 |  |  |  | 697988680050 | 69798868005 | https://www.milwaukeevalve.com/wp-content/uploads/spec-sheets/UPBA480B.pdf | https://www.milwaukeevalve.com/wp-content/uploads/ioms/UltraPressIOM.pdf |  | 06/25/14
UTP722 | UPBA-480S - 12 |  | UPBA480S | UPBA480S | 1/2 | 48 | 0.5 | ULTRAPRESS LOW LEAD BRASS,BALL,2PC,F-PORT,SS BALL/STEM,200 PSIG @250 DEG F,PRSxPRS ENDS,NSF 372 & 61 | 131.07 | 0.42 | 5 | 2 | 1 | 10 | 6.6929 | 6.2205 | 2.4409 | 697988666443 | 69798866644 | https://www.milwaukeevalve.com/wp-content/uploads/spec-sheets/UPBA480S.pdf | https://www.milwaukeevalve.com/wp-content/uploads/ioms/UPThreadedEndIOM.pdf | https://www.milwaukeevalve.com/wp-content/uploads/ioms/UltraPressIOM.pdf | 06/10/13
UTP722 | UPBA-480S - 34 |  | UPBA480S | UPBA480S | 3/4 | 48 | 0.75 | ULTRAPRESS LOW LEAD BRASS,BALL,2PC,F-PORT,SS BALL/STEM,200 PSIG @250 DEG F,PRSxPRS ENDS,NSF 372 & 61 | 220.43 | 0.84 | 6 | 3 | 1.5 | 6 | 7.7953 | 5 | 2.9528 | 697988666450 | 69798866645 | https://www.milwaukeevalve.com/wp-content/uploads/spec-sheets/UPBA480S.pdf | https://www.milwaukeevalve.com/wp-content/uploads/ioms/UPThreadedEndIOM.pdf | https://www.milwaukeevalve.com/wp-content/uploads/ioms/UltraPressIOM.pdf | 06/10/13
UTP722 | UPBA-480S - 100 |  | UPBA480S | UPBA480S | 1 | 48 | 1 | ULTRAPRESS LOW LEAD BRASS,BALL,2PC,F-PORT,SS BALL/STEM,200 PSIG @250 DEG F,PRSxPRS ENDS,NSF 372 & 61 | 306.3 | 1.18 | 6.5 | 3.25 | 1.5 | 6 | 8.8583 | 6.378 | 3.3465 | 697988666467 | 69798866646 | https://www.milwaukeevalve.com/wp-content/uploads/spec-sheets/UPBA480S.pdf | https://www.milwaukeevalve.com/wp-content/uploads/ioms/UPThreadedEndIOM.pdf | https://www.milwaukeevalve.com/wp-content/uploads/ioms/UltraPressIOM.pdf | 06/10/13
UTP722 | UPBA-480S - 112 |  | UPBA480S | UPBA480S | 1 1/2 | 48 | 1.5 | ULTRAPRESS LOW LEAD BRASS,BALL,2PC,F-PORT,SS BALL/STEM,200 PSIG @250 DEG F,PRSxPRS ENDS,NSF 372 & 61 | 835.59 | 2.84 | 8 | 4 | 2.5 | 4 | 13.1102 | 5.8661 | 4.1339 | 697988666481 | 69798866648 | https://www.milwaukeevalve.com/wp-content/uploads/spec-sheets/UPBA480S.pdf | https://www.milwaukeevalve.com/wp-content/uploads/ioms/UPThreadedEndIOM.pdf | https://www.milwaukeevalve.com/wp-content/uploads/ioms/UltraPressIOM.pdf | 06/10/13
UTP722 | UPBA-480S - 114 |  | UPBA480S | UPBA480S | 1 1/4 | 48 | 1.25 | ULTRAPRESS LOW LEAD BRASS,BALL,2PC,F-PORT,SS BALL/STEM,200 PSIG @250 DEG F,PRSxPRS ENDS,NSF 372 & 61 | 617.33 | 1.86 | 7.75 | 3.75 | 2.25 | 4 | 10.7087 | 5.1181 | 4.0158 | 697988666474 | 69798866647 | https://www.milwaukeevalve.com/wp-content/uploads/spec-sheets/UPBA480S.pdf | https://www.milwaukeevalve.com/wp-content/uploads/ioms/UPThreadedEndIOM.pdf | https://www.milwaukeevalve.com/wp-content/uploads/ioms/UltraPressIOM.pdf | 06/10/13
UTP722 | UPBA-480S - 200 |  | UPBA480S | UPBA480S | 2 | 48 | 2 | ULTRAPRESS LOW LEAD BRASS,BALL,2PC,F-PORT,SS BALL/STEM,200 PSIG @250 DEG F,PRSxPRS ENDS,NSF 372 & 61 | 1297.11 | 5.6 | 10.5 | 5 | 3.5 | 2 | 15.2756 | 5.7874 | 3.3465 | 697988666498 | 69798866649 | https://www.milwaukeevalve.com/wp-content/uploads/spec-sheets/UPBA480S.pdf | https://www.milwaukeevalve.com/wp-content/uploads/ioms/UPThreadedEndIOM.pdf | https://www.milwaukeevalve.com/wp-content/uploads/ioms/UltraPressIOM.pdf | 06/10/13
UTP722 | UPBA-480SH- 12 |  | UPBA480SH | UPBA480SH | 1/2 | 48 | 0.5 | ULTRAPRESS LOW LEAD BRASS,BALL,2PC,F-PORT,SS BALL/STEM,200 PSIG @250 DEG F,PRSxHOSE END,NSF 372 & 61 | 202.38 | 0.5 | 5 | 2 | 1.25 | 10 | 7.0866 | 6.6142 | 2.4409 | 697988673175 | 69798867317 | https://www.milwaukeevalve.com/wp-content/uploads/spec-sheets/upba480sh.pdf | https://www.milwaukeevalve.com/wp-content/uploads/ioms/UPThreadedEndIOM.pdf | https://www.milwaukeevalve.com/wp-content/uploads/ioms/UltraPressIOM.pdf | 11/21/13
UTP722 | UPBA-480SH- 34 |  | UPBA480SH | UPBA480SH | 3/4 | 48 | 0.75 | ULTRAPRESS LOW LEAD BRASS,BALL,2PC,F-PORT,SS BALL/STEM,200 PSIG @250 DEG F,PRSxHOSE END,NSF 372 & 61 | 315.69 | 0.9 | 1.66 | 0.76 | 1.46 | 6 | 8.1102 | 5.1181 | 2.9528 | 697988673182 | 69798867318 | https://www.milwaukeevalve.com/wp-content/uploads/spec-sheets/upba480sh.pdf | https://www.milwaukeevalve.com/wp-content/uploads/ioms/UPThreadedEndIOM.pdf | https://www.milwaukeevalve.com/wp-content/uploads/ioms/UltraPressIOM.pdf | 11/21/13
UTP722 | UPBA480SHTIH 12 |  | UPBA480SH-TIH | UPBA-480SHTIH | 1/2 | 48 | 0.5 | ULTRAPRESS LOW LEAD BRASS,BALL,2PC,FP,SS BALL/STEM,200 PSIG@250F,PRSxHSE,INSULATOR HNDL,NSF 372 & 61 | 283.3 | 1.28 | 5 | 2 | 1 | 1 |  |  |  | 697988695474 | 69798869547 | https://www.milwaukeevalve.com/wp-content/uploads/spec-sheets/upba480sh.pdf | https://www.milwaukeevalve.com/wp-content/uploads/ioms/UPThreadedEndIOM.pdf | https://www.milwaukeevalve.com/wp-content/uploads/ioms/UltraPressIOM.pdf | 10/15/15
UTP722 | UPBA480SHTIH 34 |  | UPBA480SH-TIH | UPBA-480SHTIH | 3/4 | 48 | 0.75 | ULTRAPRESS LOW LEAD BRASS,BALL,2PC,FP,SS BALL/STEM,200 PSIG@250F,PRSxHSE,INSULATOR HNDL,NSF 372 & 61 | 396.62 | 1.46 | 6 | 3 | 1.5 | 1 |  |  |  | 697988695481 | 69798869548 | https://www.milwaukeevalve.com/wp-content/uploads/spec-sheets/upba480sh.pdf | https://www.milwaukeevalve.com/wp-content/uploads/ioms/UPThreadedEndIOM.pdf | https://www.milwaukeevalve.com/wp-content/uploads/ioms/UltraPressIOM.pdf | 10/15/15
UTP722 | UPBA-480SLL- 12 |  | UPBA480S-LL | UPBA480SLL | 1/2 | 48 | 0.5 | ULTRAPRESS LOW LEAD BRASS,BALL,2PC,F-PORT,SS BALL/STEM,200 PSIG @250F,PRSxPRS,LCKG HNDL,NSF 372 & 61 | 161.33 | 0.46 | 5 | 2 | 1 | 10 | 6.6929 | 6.2205 | 2.4409 | 697988673199 | 69798867319 | https://www.milwaukeevalve.com/wp-content/uploads/spec-sheets/UPBA480SOPT.pdf | https://www.milwaukeevalve.com/wp-content/uploads/ioms/UPThreadedEndIOM.pdf | https://www.milwaukeevalve.com/wp-content/uploads/ioms/UltraPressIOM.pdf | 11/21/13
UTP722 | UPBA-480SLL- 34 |  | UPBA480S-LL | UPBA480SLL | 3/4 | 48 | 0.75 | ULTRAPRESS LOW LEAD BRASS,BALL,2PC,F-PORT,SS BALL/STEM,200 PSIG @250F,PRSxPRS,LCKG HNDL,NSF 372 & 61 | 260.91 | 0.9 | 6 | 3 | 1.5 | 6 | 7.7953 | 5 | 2.9528 | 697988673205 | 69798867320 | https://www.milwaukeevalve.com/wp-content/uploads/spec-sheets/UPBA480SOPT.pdf | https://www.milwaukeevalve.com/wp-content/uploads/ioms/UPThreadedEndIOM.pdf | https://www.milwaukeevalve.com/wp-content/uploads/ioms/UltraPressIOM.pdf | 11/21/13
UTP722 | UPBA-480SLL-100 |  | UPBA480S-LL | UPBA480SLL | 1 | 48 | 1 | ULTRAPRESS LOW LEAD BRASS,BALL,2PC,F-PORT,SS BALL/STEM,200 PSIG @250F,PRSxPRS,LCKG HNDL,NSF 372 & 61 | 346.82 | 1.24 | 6.5 | 3.25 | 1.5 | 6 | 8.8583 | 6.378 | 3.3465 | 697988673212 | 69798867321 | https://www.milwaukeevalve.com/wp-content/uploads/spec-sheets/UPBA480SOPT.pdf | https://www.milwaukeevalve.com/wp-content/uploads/ioms/UPThreadedEndIOM.pdf | https://www.milwaukeevalve.com/wp-content/uploads/ioms/UltraPressIOM.pdf | 11/21/13
UTP722 | UPBA-480SLL-112 |  | UPBA480S-LL | UPBA480SLL | 1 1/2 | 48 | 1.5 | ULTRAPRESS LOW LEAD BRASS,BALL,2PC,F-PORT,SS BALL/STEM,200 PSIG @250F,PRSxPRS,LCKG HNDL,NSF 372 & 61 | 896.31 | 2.94 | 8 | 4 | 2.5 | 4 | 13.1102 | 5.8661 | 4.1339 | 697988673236 | 69798867323 | https://www.milwaukeevalve.com/wp-content/uploads/spec-sheets/UPBA480SOPT.pdf | https://www.milwaukeevalve.com/wp-content/uploads/ioms/UPThreadedEndIOM.pdf | https://www.milwaukeevalve.com/wp-content/uploads/ioms/UltraPressIOM.pdf | 11/21/13
UTP722 | UPBA-480SLL-114 |  | UPBA480S-LL | UPBA480SLL | 1 1/4 | 48 | 1.25 | ULTRAPRESS LOW LEAD BRASS,BALL,2PC,F-PORT,SS BALL/STEM,200 PSIG @250F,PRSxPRS,LCKG HNDL,NSF 372 & 61 | 678.04 | 1.94 | 7.75 | 3.75 | 2.25 | 4 | 10.7087 | 5.1181 | 4.0158 | 697988673229 | 69798867322 | https://www.milwaukeevalve.com/wp-content/uploads/spec-sheets/UPBA480SOPT.pdf | https://www.milwaukeevalve.com/wp-content/uploads/ioms/UPThreadedEndIOM.pdf | https://www.milwaukeevalve.com/wp-content/uploads/ioms/UltraPressIOM.pdf | 11/21/13
UTP722 | UPBA-480SLL-200 |  | UPBA480S-LL | UPBA480SLL | 2 | 48 | 2 | ULTRAPRESS LOW LEAD BRASS,BALL,2PC,F-PORT,SS BALL/STEM,200 PSIG @250F,PRSxPRS,LCKG HNDL,NSF 372 & 61 | 1376.87 | 5.7 | 10.5 | 5 | 3.5 | 2 | 15.2756 | 5.7874 | 3.3465 | 697988673243 | 69798867324 | https://www.milwaukeevalve.com/wp-content/uploads/spec-sheets/UPBA480SOPT.pdf | https://www.milwaukeevalve.com/wp-content/uploads/ioms/UPThreadedEndIOM.pdf | https://www.milwaukeevalve.com/wp-content/uploads/ioms/UltraPressIOM.pdf | 11/21/13
UTP722 | UPBA480STIH 12 |  | UPBA480S | UPBA-480STIH | 1/2 | 48 | 0.5 | ULTRAPRESS LOW LEAD BRASS,BALL,2PC,FP,SS BALL/STEM,200 PSIG@250F,PRSxPRS,INSULATOR HNDL,NSF 372 & 61 | 212 | 1.05 | 5 | 2 | 1 | 4 |  |  |  | 697988680180 | 69798868018 | https://www.milwaukeevalve.com/wp-content/uploads/spec-sheets/UPBA480S.pdf | https://www.milwaukeevalve.com/wp-content/uploads/ioms/UltraPressIOM.pdf |  | 06/25/14
UTP722 | UPBA480STIH 34 |  | UPBA480S | UPBA-480STIH | 3/4 | 48 | 0.75 | ULTRAPRESS LOW LEAD BRASS,BALL,2PC,FP,SS BALL/STEM,200 PSIG@250F,PRSxPRS,INSULATOR HNDL,NSF 372 & 61 | 301.37 | 1.58 | 6 | 3 | 1.5 | 4 |  |  |  | 697988680197 | 69798868019 | https://www.milwaukeevalve.com/wp-content/uploads/spec-sheets/UPBA480S.pdf | https://www.milwaukeevalve.com/wp-content/uploads/ioms/UltraPressIOM.pdf |  | 06/25/14
UTP722 | UPBA480STIH 100 |  | UPBA480S | UPBA-480STIH | 1 | 48 | 1 | ULTRAPRESS LOW LEAD BRASS,BALL,2PC,FP,SS BALL/STEM,200 PSIG@250F,PRSxPRS,INSULATOR HNDL,NSF 372 & 61 | 387.27 | 1.75 | 6.5 | 3.25 | 1.5 | 4 |  |  |  | 697988680203 | 69798868020 | https://www.milwaukeevalve.com/wp-content/uploads/spec-sheets/UPBA480S.pdf | https://www.milwaukeevalve.com/wp-content/uploads/ioms/UltraPressIOM.pdf |  | 06/25/14
UTP722 | UPBA480STIH 112 |  | UPBA480S | UPBA-480STIH | 1 1/2 | 48 | 1.5 | ULTRAPRESS LOW LEAD BRASS,BALL,2PC,FP,SS BALL/STEM,200 PSIG@250F,PRSxPRS,INSULATOR HNDL,NSF 372 & 61 | 951.95 | 3.4 | 8 | 4 | 2.5 | 2 |  |  |  | 697988680227 | 69798868022 | https://www.milwaukeevalve.com/wp-content/uploads/spec-sheets/UPBA480S.pdf | https://www.milwaukeevalve.com/wp-content/uploads/ioms/UltraPressIOM.pdf |  | 06/25/14
UTP722 | UPBA480STIH 114 |  | UPBA480S | UPBA-480STIH | 1 1/4 | 48 | 1.25 | ULTRAPRESS LOW LEAD BRASS,BALL,2PC,FP,SS BALL/STEM,200 PSIG@250F,PRSxPRS,INSULATOR HNDL,NSF 372 & 61 | 733.71 | 2.84 | 7.75 | 3.75 | 2.25 | 2 |  |  |  | 697988680210 | 69798868021 | https://www.milwaukeevalve.com/wp-content/uploads/spec-sheets/UPBA480S.pdf | https://www.milwaukeevalve.com/wp-content/uploads/ioms/UltraPressIOM.pdf |  | 06/25/14
UTP722 | UPBA480STIH 200 |  | UPBA480S | UPBA-480STIH | 2 | 48 | 2 | ULTRAPRESS LOW LEAD BRASS,BALL,2PC,FP,SS BALL/STEM,200 PSIG@250F,PRSxPRS,INSULATOR HNDL,NSF 372 & 61 | 1413.46 | 6.75 | 10.5 | 5 | 3.5 | 2 |  |  |  | 697988680234 | 69798868023 | https://www.milwaukeevalve.com/wp-content/uploads/spec-sheets/UPBA480S.pdf | https://www.milwaukeevalve.com/wp-content/uploads/ioms/UltraPressIOM.pdf |  | 06/25/14
UTP722 | UPBA-481B - 12 | B | UPBA481B | UPBA481B | 1/2 | 48 | 0.5 | ULTRAPRESS LOW LEAD BRS,BALL,2PC,FP,CP BRS BALL,200 PSIG@250F,PRSxPRS,EXT STEM W/MEM STP,NSF 372/61 | 132.52 | 0.56 | 5 | 2 | 3.25 | 6 | 6.6929 | 6.2205 | 2.4409 | 697988674851 | 69798867485 | https://www.milwaukeevalve.com/wp-content/uploads/spec-sheets/UPBA481B.pdf | https://www.milwaukeevalve.com/wp-content/uploads/ioms/UPThreadedEndIOM.pdf | https://www.milwaukeevalve.com/wp-content/uploads/ioms/UltraPressIOM.pdf | 02/06/14
UTP722 | UPBA-481B - 34 | B | UPBA481B | UPBA481B | 3/4 | 48 | 0.75 | ULTRAPRESS LOW LEAD BRS,BALL,2PC,FP,CP BRS BALL,200 PSIG@250F,PRSxPRS,EXT STEM W/MEM STP,NSF 372/61 | 186.82 | 1.02 | 6 | 3 | 3.75 | 4 | 7.4409 | 6.4173 | 2.7559 | 697988674868 | 69798867486 | https://www.milwaukeevalve.com/wp-content/uploads/spec-sheets/UPBA481B.pdf | https://www.milwaukeevalve.com/wp-content/uploads/ioms/UPThreadedEndIOM.pdf | https://www.milwaukeevalve.com/wp-content/uploads/ioms/UltraPressIOM.pdf | 02/06/14
UTP722 | UPBA-481B - 100 | B | UPBA481B | UPBA481B | 1 | 48 | 1 | ULTRAPRESS LOW LEAD BRS,BALL,2PC,FP,CP BRS BALL,200 PSIG@250F,PRSxPRS,EXT STEM W/MEM STP,NSF 372/61 | 255.1 | 1.38 | 6.5 | 3.25 | 3.75 | 6 | 8.8583 | 6.378 | 4.5276 | 697988674875 | 69798867487 | https://www.milwaukeevalve.com/wp-content/uploads/spec-sheets/UPBA481B.pdf | https://www.milwaukeevalve.com/wp-content/uploads/ioms/UPThreadedEndIOM.pdf | https://www.milwaukeevalve.com/wp-content/uploads/ioms/UltraPressIOM.pdf | 02/06/14
UTP722 | UPBA-481B - 112 | B | UPBA481B | UPBA481B | 1 1/2 | 48 | 1.5 | ULTRAPRESS LOW LEAD BRS,BALL,2PC,FP,CP BRS BALL,200 PSIG@250F,PRSxPRS,EXT STEM W/MEM STP,NSF 372/61 | 614.31 | 3.04 | 8 | 4 | 4.75 | 4 | 13.1102 | 6.8504 | 4.1339 | 697988674899 | 69798867489 | https://www.milwaukeevalve.com/wp-content/uploads/spec-sheets/UPBA481B.pdf | https://www.milwaukeevalve.com/wp-content/uploads/ioms/UPThreadedEndIOM.pdf | https://www.milwaukeevalve.com/wp-content/uploads/ioms/UltraPressIOM.pdf | 02/06/14
UTP722 | UPBA-481B - 114 | B | UPBA481B | UPBA481B | 1 1/4 | 48 | 1.25 | ULTRAPRESS LOW LEAD BRS,BALL,2PC,FP,CP BRS BALL,200 PSIG@250F,PRSxPRS,EXT STEM W/MEM STP,NSF 372/61 | 472.64 | 2.04 | 7.75 | 3.75 | 4.5 | 4 | 10.9055 | 6.1024 | 4.0158 | 697988674882 | 69798867488 | https://www.milwaukeevalve.com/wp-content/uploads/spec-sheets/UPBA481B.pdf | https://www.milwaukeevalve.com/wp-content/uploads/ioms/UPThreadedEndIOM.pdf | https://www.milwaukeevalve.com/wp-content/uploads/ioms/UltraPressIOM.pdf | 02/06/14
UTP722 | UPBA-481B - 200 | B | UPBA481B | UPBA481B | 2 | 48 | 2 | ULTRAPRESS LOW LEAD BRS,BALL,2PC,FP,CP BRS BALL,200 PSIG@250F,PRSxPRS,EXT STEM W/MEM STP,NSF 372/61 | 1038.91 | 5.86 | 10.5 | 5 | 5.75 | 2 | 15.2756 | 7.5591 | 3.3465 | 697988674905 | 69798867490 | https://www.milwaukeevalve.com/wp-content/uploads/spec-sheets/UPBA481B.pdf | https://www.milwaukeevalve.com/wp-content/uploads/ioms/UPThreadedEndIOM.pdf | https://www.milwaukeevalve.com/wp-content/uploads/ioms/UltraPressIOM.pdf | 02/06/14
UTP722 | UPBA-481B - 212 | B | UPBA481B | UPBA481B | 2 1/2 | 48 | 2.5 | ULTRAPRESS LOW LEAD BRS,BALL,2PC,FP,CP BRS BALL,200 PSIG@250F,PRSxPRS,EXT STEM W/MEM STP,NSF 372/61 | 2398.34 | 11.255 | 14 | 6.75 | 4.75 | 2 |  |  |  | 697988679160 | 69798867916 | https://www.milwaukeevalve.com/wp-content/uploads/spec-sheets/UPBA481B.pdf | https://www.milwaukeevalve.com/wp-content/uploads/ioms/UPThreadedEndIOM.pdf | https://www.milwaukeevalve.com/wp-content/uploads/ioms/UltraPressIOM.pdf | 05/23/14
UTP722 | UPBA-481B - 300 | B | UPBA481B | UPBA481B | 3 | 48 | 3 | ULTRAPRESS LOW LEAD BRS,BALL,2PC,FP,CP BRS BALL,200 PSIG@250F,PRSxPRS,EXT STEM W/MEM STP,NSF 372/61 | 3048.66 | 15.63 | 14.5 | 7 | 5 | 2 |  |  |  | 697988679177 | 69798867917 | https://www.milwaukeevalve.com/wp-content/uploads/spec-sheets/UPBA481B.pdf | https://www.milwaukeevalve.com/wp-content/uploads/ioms/UPThreadedEndIOM.pdf | https://www.milwaukeevalve.com/wp-content/uploads/ioms/UltraPressIOM.pdf | 05/23/14
UTP722 | UPBA-481BH- 12 | B | UPBA-481B | UPBA481BH | 1/2 | 48 | 0.5 | ULTRAPRESS LOW LEAD BRS,BALL,2PC,FP,CP BRS BALL,200 PSIG@250F,PRSxHSE,EXT STEM W/MEM STP,NSF 372/61 | 184.64 | 0.64 | 4.75 | 4 | 1 | 6 |  |  |  | 697988669239 | 69798866923 | https://www.milwaukeevalve.com/wp-content/uploads/spec-sheets/UPBA481B.pdf | https://www.milwaukeevalve.com/wp-content/uploads/ioms/UltraPressIOM.pdf |  | 07/15/13
UTP722 | UPBA-481BH- 34 | B | UPBA-481B | UPBA481BH | 3/4 | 48 | 0.75 | ULTRAPRESS LOW LEAD BRS,BALL,2PC,FP,CP BRS BALL,200 PSIG@250F,PRSxHSE,EXT STEM W/MEM STP,NSF 372/61 | 242.84 | 1.08 | 6 | 3 | 3.75 | 4 |  |  |  | 697988669246 | 69798866924 | https://www.milwaukeevalve.com/wp-content/uploads/spec-sheets/UPBA481B.pdf | https://www.milwaukeevalve.com/wp-content/uploads/ioms/UltraPressIOM.pdf |  | 07/15/13
UTP722 | UPBA-481S - 12 |  | UPBA481S | UPBA481S | 1/2 | 48 | 0.5 | ULTRAPRESS LOW LEAD BRS,BALL,2PC,FP,SS BALL/STEM,200 PSIG@250F,PRSxPRS,EXT STEM W/MEM STP,NSF 372/61 | 178.47 | 0.56 | 5 | 2 | 3.25 | 6 | 6.6929 | 6.2205 | 2.4409 | 697988673113 | 69798867311 | https://www.milwaukeevalve.com/wp-content/uploads/spec-sheets/UPBA481S.pdf | https://www.milwaukeevalve.com/wp-content/uploads/ioms/UPThreadedEndIOM.pdf | https://www.milwaukeevalve.com/wp-content/uploads/ioms/UltraPressIOM.pdf | 11/21/13
UTP722 | UPBA-481S - 34 |  | UPBA481S | UPBA481S | 3/4 | 48 | 0.75 | ULTRAPRESS LOW LEAD BRS,BALL,2PC,FP,SS BALL/STEM,200 PSIG@250F,PRSxPRS,EXT STEM W/MEM STP,NSF 372/61 | 310.3 | 1.02 | 6 | 3 | 3.75 | 4 | 7.4409 | 6.4173 | 2.7559 | 697988673120 | 69798867312 | https://www.milwaukeevalve.com/wp-content/uploads/spec-sheets/UPBA481S.pdf | https://www.milwaukeevalve.com/wp-content/uploads/ioms/UPThreadedEndIOM.pdf | https://www.milwaukeevalve.com/wp-content/uploads/ioms/UltraPressIOM.pdf | 11/21/13
UTP722 | UPBA-481S - 100 |  | UPBA481S | UPBA481S | 1 | 48 | 1 | ULTRAPRESS LOW LEAD BRS,BALL,2PC,FP,SS BALL/STEM,200 PSIG@250F,PRSxPRS,EXT STEM W/MEM STP,NSF 372/61 | 390.21 | 1.36 | 6.5 | 3.25 | 3.75 | 6 | 8.8583 | 6.378 | 4.5276 | 697988673137 | 69798867313 | https://www.milwaukeevalve.com/wp-content/uploads/spec-sheets/UPBA481S.pdf | https://www.milwaukeevalve.com/wp-content/uploads/ioms/UPThreadedEndIOM.pdf | https://www.milwaukeevalve.com/wp-content/uploads/ioms/UltraPressIOM.pdf | 11/21/13
UTP722 | UPBA-481S - 112 |  | UPBA481S | UPBA481S | 1 1/2 | 48 | 1.5 | ULTRAPRESS LOW LEAD BRS,BALL,2PC,FP,SS BALL/STEM,200 PSIG@250F,PRSxPRS,EXT STEM W/MEM STP,NSF 372/61 | 917.19 | 3.04 | 8 | 4 | 4.75 | 4 | 13.1102 | 6.8504 | 4.1339 | 697988673151 | 69798867315 | https://www.milwaukeevalve.com/wp-content/uploads/spec-sheets/UPBA481S.pdf | https://www.milwaukeevalve.com/wp-content/uploads/ioms/UPThreadedEndIOM.pdf | https://www.milwaukeevalve.com/wp-content/uploads/ioms/UltraPressIOM.pdf | 11/21/13
UTP722 | UPBA-481S - 114 |  | UPBA481S | UPBA481S | 1 1/4 | 48 | 1.25 | ULTRAPRESS LOW LEAD BRS,BALL,2PC,FP,SS BALL/STEM,200 PSIG@250F,PRSxPRS,EXT STEM W/MEM STP,NSF 372/61 | 730.15 | 2.06 | 7.75 | 3.75 | 4.5 | 4 | 10.9055 | 6.1024 | 4.0158 | 697988673144 | 69798867314 | https://www.milwaukeevalve.com/wp-content/uploads/spec-sheets/UPBA481S.pdf | https://www.milwaukeevalve.com/wp-content/uploads/ioms/UPThreadedEndIOM.pdf | https://www.milwaukeevalve.com/wp-content/uploads/ioms/UltraPressIOM.pdf | 11/21/13
UTP722 | UPBA-481S - 200 |  | UPBA481S | UPBA481S | 2 | 48 | 2 | ULTRAPRESS LOW LEAD BRS,BALL,2PC,FP,SS BALL/STEM,200 PSIG@250F,PRSxPRS,EXT STEM W/MEM STP,NSF 372/61 | 1393.87 | 5.88 | 10.5 | 5 | 5.75 | 2 | 15.2756 | 7.5591 | 3.3465 | 697988673168 | 69798867316 | https://www.milwaukeevalve.com/wp-content/uploads/spec-sheets/UPBA481S.pdf | https://www.milwaukeevalve.com/wp-content/uploads/ioms/UPThreadedEndIOM.pdf | https://www.milwaukeevalve.com/wp-content/uploads/ioms/UltraPressIOM.pdf | 11/21/13
UTP722 | UPBA-485B - 12 | B | UPBA485B | UPBA485/UP8911 | 1/2 | 41 | 0.5 | LOW LEAD BRASS,BALL,2PC,FULL PORT,CP BRASS BALL,600 WOG,SOLDER ENDS,NSF/ANSI 372 & 61 | 91.64 | 0.45 | 2.28 | 0.5 | 1.46 | 10 | 7.0866 | 4.8819 | 2.4409 | 697988612716 | 69798861271 | https://www.milwaukeevalve.com/wp-content/uploads/spec-sheets/UPBA485B.pdf |  |  | 06/17/09
UTP722 | UPBA-485B - 34 | B | UPBA485B | UPBA485/UP8911 | 3/4 | 41 | 0.75 | LOW LEAD BRASS,BALL,2PC,FULL PORT,CP BRASS BALL,600 WOG,SOLDER ENDS,NSF/ANSI 372 & 61 | 127.63 | 0.76 | 3.1 | 0.76 | 1.93 | 6 | 6.6142 | 5.1969 | 2.9528 | 697988612723 | 69798861272 | https://www.milwaukeevalve.com/wp-content/uploads/spec-sheets/UPBA485B.pdf |  |  | 06/17/09
UTP722 | UPBA-485B - 100 | B | UPBA485B | UPBA485/UP8911 | 1 | 41 | 1 | LOW LEAD BRASS,BALL,2PC,FULL PORT,CP BRASS BALL,600 WOG,SOLDER ENDS,NSF/ANSI 372 & 61 | 215.84 | 1.06 | 3.56 | 1 | 2.1 | 6 | 7.4409 | 6.4173 | 3.3465 | 697988612730 | 69798861273 | https://www.milwaukeevalve.com/wp-content/uploads/spec-sheets/UPBA485B.pdf |  |  | 06/17/09
UTP722 | UPBA-485B - 112 | B | UPBA485B | UPBA485/UP8911 | 1 1/2 | 41 | 1.5 | LOW LEAD BRASS,BALL,2PC,FULL PORT,CP BRASS BALL,600 WOG,SOLDER ENDS,NSF/ANSI 372 & 61 | 435.07 | 2.54 | 4.64 | 1.5 | 2.52 | 4 | 9.3307 | 5.8661 | 4.0158 | 697988612747 | 69798861274 | https://www.milwaukeevalve.com/wp-content/uploads/spec-sheets/UPBA485B.pdf |  |  | 06/17/09
UTP722 | UPBA-485B - 114 | B | UPBA485B | UPBA485/UP8911 | 1 1/4 | 41 | 1.25 | LOW LEAD BRASS,BALL,2PC,FULL PORT,CP BRASS BALL,600 WOG,SOLDER ENDS,NSF/ANSI 372 & 61 | 346.21 | 1.72 | 4.13 | 1.26 | 2.33 | 4 | 8.4252 | 5.0787 | 4.0158 | 697988612754 | 69798861275 | https://www.milwaukeevalve.com/wp-content/uploads/spec-sheets/UPBA485B.pdf |  |  | 06/17/09
UTP722 | UPBA-485B - 200 | B | UPBA485B | UPBA485/UP8911 | 2 | 41 | 2 | LOW LEAD BRASS,BALL,2PC,FULL PORT,CP BRASS BALL,600 WOG,SOLDER ENDS,NSF/ANSI 372 & 61 | 596.15 | 5 | 5.75 | 2 | 2.96 | 2 | 11.5354 | 5.748 | 3.1496 | 697988612761 | 69798861276 | https://www.milwaukeevalve.com/wp-content/uploads/spec-sheets/UPBA485B.pdf |  |  | 06/17/09
UTP722 | UPBA-485B - 212 | B | UPBA485B | UPBA485/UP8911 | 2 1/2 | 41 | 2.5 | LOW LEAD BRASS,BALL,2PC,FULL PORT,CP BRASS BALL,400 WOG,SOLDER ENDS,NSF/ANSI 372 & 61 | 2311.64 | 12.22 | 7.25 | 2.98 | 3.94 | 1 |  |  |  | 697988612778 | 69798861277 | https://www.milwaukeevalve.com/wp-content/uploads/spec-sheets/UPBA485B.pdf |  |  | 06/17/09
UTP722 | UPBA-485B - 300 | B | UPBA485B | UPBA485/UP8911 | 3 | 41 | 3 | LOW LEAD BRASS,BALL,2PC,FULL PORT,CP BRASS BALL,400 WOG,SOLDER ENDS,NSF/ANSI 372 & 61 | 3388.29 | 17.66 | 8.25 | 3 | 4.37 | 1 |  |  |  | 697988612785 | 69798861278 | https://www.milwaukeevalve.com/wp-content/uploads/spec-sheets/UPBA485B.pdf |  |  | 06/17/09
UTP722 | UPBA-485BLL- 12 | B | UPBA-485B-LL | UPBA485LL/UP891107 | 1/2 | 41 | 0.5 | LOW LEAD BRASS,BALL,2PC,FULL PORT,CP BRASS BALL,600 WOG,SOLDER ENDS,LOCKING HANDLE,NSF/ANSI 372 & 61 | 121.93 | 0.46 | 2.28 | 0.5 | 1.46 | 1 | 7.0866 | 4.8819 | 2.4409 | 697988685468 | 69798868546 | https://www.milwaukeevalve.com/wp-content/uploads/spec-sheets/UPBA485BOPT.pdf |  |  | 02/09/15
UTP722 | UPBA-485BLL- 34 | B | UPBA-485B-LL | UPBA485LL/UP891107 | 3/4 | 41 | 0.75 | LOW LEAD BRASS,BALL,2PC,FULL PORT,CP BRASS BALL,600 WOG,SOLDER ENDS,LOCKING HANDLE,NSF/ANSI 372 & 61 | 168.1 | 0.81 | 3.1 | 0.76 | 1.93 | 1 |  |  |  | 697988714342 | 69798871434 | https://www.milwaukeevalve.com/wp-content/uploads/spec-sheets/UPBA485BOPT.pdf |  |  | 03/01/18
UTP722 | UPBA-485BLL-100 | B | UPBA-485B-LL | UPBA485LL/UP891107 | 1 | 41 | 1 | LOW LEAD BRASS,BALL,2PC,FULL PORT,CP BRASS BALL,600 WOG,SOLDER ENDS,LOCKING HANDLE,NSF/ANSI 372 & 61 | 256.33 | 1.11 | 3.56 | 1 | 2.1 | 1 |  |  |  | 697988714359 | 69798871435 | https://www.milwaukeevalve.com/wp-content/uploads/spec-sheets/UPBA485BOPT.pdf |  |  | 03/01/18
UTP722 | UPBA-485BLL-112 | B | UPBA-485B-LL | UPBA485LL/UP891107 | 1 1/2 | 41 | 1.5 | LOW LEAD BRASS,BALL,2PC,FULL PORT,CP BRASS BALL,600 WOG,SOLDER ENDS,LOCKING HANDLE,NSF/ANSI 372 & 61 | 495.83 | 2.59 | 4.64 | 1.5 | 2.52 | 1 |  |  |  | 697988714373 | 69798871437 | https://www.milwaukeevalve.com/wp-content/uploads/spec-sheets/UPBA485BOPT.pdf |  |  | 03/01/18
UTP722 | UPBA-485BLL-114 | B | UPBA-485B-LL | UPBA485LL/UP891107 | 1 1/4 | 41 | 1.25 | LOW LEAD BRASS,BALL,2PC,FULL PORT,CP BRASS BALL,600 WOG,SOLDER ENDS,LOCKING HANDLE,NSF/ANSI 372 & 61 | 406.95 | 1.79 | 4.13 | 1.26 | 2.33 | 4 |  |  |  | 697988714366 | 69798871436 | https://www.milwaukeevalve.com/wp-content/uploads/spec-sheets/UPBA485BOPT.pdf |  |  | 03/01/18
UTP722 | UPBA-485BLL-200 | B | UPBA-485B-LL | UPBA485LL/UP891107 | 2 | 41 | 2 | LOW LEAD BRASS,BALL,2PC,FULL PORT,CP BRASS BALL,600 WOG,SOLDER ENDS,LOCKING HANDLE,NSF/ANSI 372 & 61 | 675.89 | 5.1 | 5.75 | 2 | 2.96 | 1 |  |  |  | 697988714380 | 69798871438 | https://www.milwaukeevalve.com/wp-content/uploads/spec-sheets/UPBA485BOPT.pdf |  |  | 03/01/18
UTP722 | UPBA-485BLL-212 | B | UPBA-485B-LL | UPBA485LL/UP891107 | 2 1/2 | 41 | 2.5 | LOW LEAD BRASS,BALL,2PC,FULL PORT,CP BRASS BALL,400 WOG,SOLDER ENDS,LOCKING HANDLE,NSF/ANSI 372 & 61 | 2391.38 | 12.32 | 7.25 | 2.98 | 3.94 | 1 |  |  |  | 697988714397 | 69798871439 | https://www.milwaukeevalve.com/wp-content/uploads/spec-sheets/UPBA485BOPT.pdf |  |  | 03/01/18
UTP722 | UPBA-485BLL-300 | B | UPBA-485B-LL | UPBA485LL/UP891107 | 3 | 41 | 3 | LOW LEAD BRASS,BALL,2PC,FULL PORT,CP BRASS BALL,400 WOG,SOLDER ENDS,LOCKING HANDLE,NSF/ANSI 372 & 61 | 3468.05 | 17.76 | 8.25 | 3 | 4.37 | 1 |  |  |  | 697988714403 | 69798871440 | https://www.milwaukeevalve.com/wp-content/uploads/spec-sheets/UPBA485BOPT.pdf |  |  | 03/01/18
UTP722 | UPBA485BTIH 12 |  | UPBA485BTIH/UP891116 | UPBA485BTIH/UP891116 | 1/2 | 41 | 0.5 | LOW LEAD BRASS,BALL,2PC,FULL PORT,CP BRASS BALL,600 WOG,SOLDER ENDS,NSF/ANSI 372 & 61,WITH TIH HANDL | 172.57 | 0 | 2.28 | 0.5 | 1.46 | 4 |  |  |  | 697988731790 | 69798873179 | https://www.milwaukeevalve.com/wp-content/uploads/spec-sheets/UPBA485B.pdf |  |  | 10/08/19
UTP722 | UPBA485BTIH 34 |  | UPBA-485B/UP8911 | UPBA485BTIH/UP891116 | 3/4 | 41 | 0.75 | LOW LEAD BRASS,BALL,2PC,FULL PORT,CP BRASS BALL,600 WOG,SOLDER ENDS,NSF/ANSI 372 & 61,WITH TIH HANDL | 208.56 | 0 | 3.1 | 0.76 | 1.93 | 0 |  |  |  | 697988731806 | 69798873180 | https://www.milwaukeevalve.com/wp-content/uploads/spec-sheets/UPBA485B.pdf |  |  | 10/08/19
UTP722 | UPBA485BTIH 100 |  | UPBA-485B/UP8911 | UPBA485BTIH/UP891116 | 1 | 41 | 1 | LOW LEAD BRASS,BALL,2PC,FULL PORT,CP BRASS BALL,600 WOG,SOLDER ENDS,NSF/ANSI 372 & 61,WITH TIH HANDL | 296.77 | 0 | 3.56 | 1 | 2.1 | 4 |  |  |  | 697988731813 | 69798873181 | https://www.milwaukeevalve.com/wp-content/uploads/spec-sheets/UPBA485B.pdf |  |  | 10/08/19
UTP722 | UPBA485BTIH 112 |  | UPBA-485B/UP8911 | UPBA485BTIH/UP891116 | 1 1/2 | 41 | 1.5 | LOW LEAD BRASS,BALL,2PC,FULL PORT,CP BRASS BALL,600 WOG,SOLDER ENDS,NSF/ANSI 372 & 61,WITH TIH HANDL | 551.46 | 0 | 4.64 | 1.5 | 2.52 | 2 |  |  |  | 697988731837 | 69798873183 | https://www.milwaukeevalve.com/wp-content/uploads/spec-sheets/UPBA485B.pdf |  |  | 10/08/19
UTP722 | UPBA485BTIH 114 |  | UPBA-485B/UP8911 | UPBA485BTIH/UP891116 | 1 1/4 | 41 | 1.25 | LOW LEAD BRASS,BALL,2PC,FULL PORT,CP BRASS BALL,600 WOG,SOLDER ENDS,NSF/ANSI 372 & 61,WITH TIH HANDL | 462.57 | 0 | 4.13 | 1.26 | 2.33 | 4 |  |  |  | 697988731820 | 69798873182 | https://www.milwaukeevalve.com/wp-content/uploads/spec-sheets/UPBA485B.pdf |  |  | 10/08/19
UTP722 | UPBA485BTIH 200 |  | UPBA-485B/UP8911 | UPBA485BTIH/UP891116 | 2 | 41 | 2 | LOW LEAD BRASS,BALL,2PC,FULL PORT,CP BRASS BALL,600 WOG,SOLDER ENDS,NSF/ANSI 372 & 61,WITH TIH HANDL | 712.49 | 0 | 5.75 | 2 | 2.96 | 2 |  |  |  | 697988731844 | 69798873184 | https://www.milwaukeevalve.com/wp-content/uploads/spec-sheets/UPBA485B.pdf |  |  | 10/08/19
UTP722 | UPBA485BXH- 12 | B | UPBA-485B-XH | UPBA485BXH/UP891106 | 1/2 | 41 | 0.5 | LOW LEAD BRASS,BALL,2PC,FULL PORT,CP BRASS BALL,600 WOG,SOLDER,STEM EXT HANDLE,NSF/ANSI 372 & 61 | 130.66 | 0.565 | 2.28 | 0.5 | 3.71 | 26 |  |  |  | 697988668690 | 69798866869 | https://www.milwaukeevalve.com/wp-content/uploads/spec-sheets/UPBA485BOPT.pdf |  |  | 06/25/13
UTP722 | UPBA485BXH- 34 | B | UPBA-485B-XH | UPBA485XH/UP891106 | 3/4 | 41 | 0.75 | LOW LEAD BRASS,BALL,2PC,FULL PORT,CP BRASS BALL,600 WOG,SOLDER,STEM EXT HANDLE,NSF/ANSI 372 & 61 | 175.31 | 0.965 | 3.1 | 0.76 | 4.18 | 18 | 20.875 | 10.1875 | 2.25 | 697988668706 | 69798866870 | https://www.milwaukeevalve.com/wp-content/uploads/spec-sheets/UPBA485BOPT.pdf |  |  | 06/25/13
UTP722 | UPBA485BXH- 100 | B | UPBA-485B-XH | UPBA485XH/UP891106 | 1 | 41 | 1 | LOW LEAD BRASS,BALL,2PC,FULL PORT,CP BRASS BALL,600 WOG,SOLDER,STEM EXT HANDLE,NSF/ANSI 372 & 61 | 263.5 | 1.27 | 3.56 | 1 | 4.35 | 16 |  |  |  | 697988668713 | 69798866871 | https://www.milwaukeevalve.com/wp-content/uploads/spec-sheets/UPBA485BOPT.pdf |  |  | 06/25/13
UTP722 | UPBA485BXH- 112 | B | UPBA-485B-XH | UPBA485XH/UP891106 | 1 1/2 | 41 | 1.5 | LOW LEAD BRASS,BALL,2PC,FULL PORT,CP BRASS BALL,600 WOG,SOLDER,STEM EXT HANDLE,NSF/ANSI 372 & 61 | 482.76 | 2.68 | 4.64 | 1.5 | 4.77 | 10 | 17 | 13.1875 | 2.625 | 697988668737 | 69798866873 | https://www.milwaukeevalve.com/wp-content/uploads/spec-sheets/UPBA485BOPT.pdf |  |  | 06/25/13
UTP722 | UPBA485BXH- 114 | B | UPBA-485B-XH | UPBA485XH/UP891106 | 1 1/4 | 41 | 1.25 | LOW LEAD BRASS,BALL,2PC,FULL PORT,CP BRASS BALL,600 WOG,SOLDER,STEM EXT HANDLE,NSF/ANSI 372 & 61 | 393.93 | 1.915 | 4.13 | 1.26 | 4.58 | 4 |  |  |  | 697988668720 | 69798866872 | https://www.milwaukeevalve.com/wp-content/uploads/spec-sheets/UPBA485BOPT.pdf |  |  | 06/25/13
UTP722 | UPBA485BXH- 200 | B | UPBA-485B-XH | UPBA485BXH/UP891106 | 2 | 41 | 2 | LOW LEAD BRASS,BALL,2PC,FULL PORT,CP BRASS BALL,600 WOG,SOLDER,STEM EXT HANDLE,NSF/ANSI 372 & 61 | 661.19 | 5.365 | 5.75 | 2 | 5.21 | 2 | 19.4375 | 9 | 3.875 | 697988668744 | 69798866874 | https://www.milwaukeevalve.com/wp-content/uploads/spec-sheets/UPBA485BOPT.pdf |  |  | 06/25/13
UTP722 | UPBA485BXH- 212 | B | UPBA-485B-XH | UPBA485BXH/UP891106 | 2 1/2 | 41 | 2.5 | LOW LEAD BRASS,BALL,2PC,FULL PORT,CP BRASS BALL,400 WOG,SOLDER,STEM EXT HANDLE,NSF/ANSI 372 & 61 | 2437.33 | 11.4 | 7.25 | 2.98 | 3.94 | 2 |  |  |  | 697988701946 | 69798870194 | https://www.milwaukeevalve.com/wp-content/uploads/spec-sheets/UPBA485BOPT.pdf |  |  | 09/08/16
UTP722 | UPBA485BXH- 300 | B | UPBA-485B-XH | UPBA485XH/UP891106 | 3 | 41 | 3 | LOW LEAD BRASS,BALL,2PC,FULL PORT,CP BRASS BALL,400 WOG,SOLDER,STEM EXT HANDLE,NSF/ANSI 372 & 61 | 3514.01 | 16.725 | 8.25 | 3 | 4.37 | 2 |  |  |  | 697988701953 | 69798870195 | https://www.milwaukeevalve.com/wp-content/uploads/spec-sheets/UPBA485BOPT.pdf |  |  | 09/08/16
UTP722 | UPBA-490B - 12 | B | UPBA490B | UPBA490B | 1/2 | 48 | 0.5 | ULTRAPRESS LOW LEAD BRASS,BALL,2PC,FULL PORT,CP BRASS BALL,200 PSIG @250F,PRSxTHRD ENDS,NSF 372 & 61 | 83.51 | 0.48 | 3.03 | 1.01 | 1.46 | 10 | 6.2205 | 5.748 | 2.4409 | 697988615632 | 69798861563 | https://www.milwaukeevalve.com/wp-content/uploads/spec-sheets/UPBA490B.pdf | https://www.hammondvalve.com/wp-content/uploads/ioms/UPSolderEndIOM.pdf | https://www.milwaukeevalve.com/wp-content/uploads/ioms/UltraPressIOM.pdf | 06/24/09
UTP722 | UPBA-490B - 34 | B | UPBA490B | UPBA490B | 3/4 | 48 | 0.75 | ULTRAPRESS LOW LEAD BRASS,BALL,2PC,FULL PORT,CP BRASS BALL,200 PSIG @250F,PRSxTHRD ENDS,NSF 372 & 61 | 128.99 | 0.85 | 3.58 | 1.26 | 1.93 | 6 | 6.9291 | 5.1969 | 2.9528 | 697988615649 | 69798861564 | https://www.milwaukeevalve.com/wp-content/uploads/spec-sheets/UPBA490B.pdf | https://www.hammondvalve.com/wp-content/uploads/ioms/UPSolderEndIOM.pdf | https://www.milwaukeevalve.com/wp-content/uploads/ioms/UltraPressIOM.pdf | 06/24/09
UTP722 | UPBA-490B - 100 | B | UPBA490B | UPBA490B | 1 | 48 | 1 | ULTRAPRESS LOW LEAD BRASS,BALL,2PC,FULL PORT,CP BRASS BALL,200 PSIG @250F,PRSxTHRD ENDS,NSF 372 & 61 | 187.19 | 1.2 | 4.29 | 1.48 | 2.1 | 6 | 7.7165 | 6.1417 | 3.3465 | 697988615656 | 69798861565 | https://www.milwaukeevalve.com/wp-content/uploads/spec-sheets/UPBA490B.pdf | https://www.hammondvalve.com/wp-content/uploads/ioms/UPSolderEndIOM.pdf | https://www.milwaukeevalve.com/wp-content/uploads/ioms/UltraPressIOM.pdf | 06/24/09
UTP722 | UPBA-490B - 112 | B | UPBA490B | UPBA490B | 1 1/2 | 48 | 1.5 | ULTRAPRESS LOW LEAD BRASS,BALL,2PC,FULL PORT,CP BRASS BALL,200 PSIG @250F,PRSxTHRD ENDS,NSF 372 & 61 | 508.47 | 2.8 | 5.91 | 2 | 2.52 | 4 | 10.9055 | 5.9449 | 4.1339 | 697988615670 | 69798861567 | https://www.milwaukeevalve.com/wp-content/uploads/spec-sheets/UPBA490B.pdf | https://www.hammondvalve.com/wp-content/uploads/ioms/UPSolderEndIOM.pdf | https://www.milwaukeevalve.com/wp-content/uploads/ioms/UltraPressIOM.pdf | 06/24/09
UTP722 | UPBA-490B - 114 | B | UPBA490B | UPBA490B | 1 1/4 | 48 | 1.25 | ULTRAPRESS LOW LEAD BRASS,BALL,2PC,FULL PORT,CP BRASS BALL,200 PSIG @250F,PRSxTHRD ENDS,NSF 372 & 61 | 381.97 | 1.88 | 4.84 | 1.76 | 2.33 | 4 | 9.3307 | 5.1575 | 4.0158 | 697988615663 | 69798861566 | https://www.milwaukeevalve.com/wp-content/uploads/spec-sheets/UPBA490B.pdf | https://www.hammondvalve.com/wp-content/uploads/ioms/UPSolderEndIOM.pdf | https://www.milwaukeevalve.com/wp-content/uploads/ioms/UltraPressIOM.pdf | 06/24/09
UTP722 | UPBA-490B - 200 | B | UPBA490B | UPBA490B | 2 | 48 | 2 | ULTRAPRESS LOW LEAD BRASS,BALL,2PC,FULL PORT,CP BRASS BALL,200 PSIG @250F,PRSxTHRD ENDS,NSF 372 & 61 | 875.26 | 5.5 | 6.93 | 2.5 | 2.96 | 2 | 12.5984 | 5.748 | 3.3465 | 697988615687 | 69798861568 | https://www.milwaukeevalve.com/wp-content/uploads/spec-sheets/UPBA490B.pdf | https://www.hammondvalve.com/wp-content/uploads/ioms/UPSolderEndIOM.pdf | https://www.milwaukeevalve.com/wp-content/uploads/ioms/UltraPressIOM.pdf | 06/24/09
UTP722 | UPBA490BTIH 12 | B | UPBA490B-TIH | UPBA490BTIH | 1/2 | 48 | 0.5 | ULTRAPRESS LOW LEAD BRASS,BALL,2PC,FP,CP BRASS BALL,200 PSIG@250F,PRSxNPT,INSUL HNDL,NSF 372 & 61 | 164.43 | 1.26 | 3.03 | 1.01 | 1.46 | 1 |  |  |  | 697988680128 | 69798868012 | https://www.milwaukeevalve.com/wp-content/uploads/spec-sheets/UPBA490BTIH.pdf | https://www.hammondvalve.com/wp-content/uploads/ioms/UPSolderEndIOM.pdf | https://www.milwaukeevalve.com/wp-content/uploads/ioms/UltraPressIOM.pdf | 06/25/14
UTP722 | UPBA490BTIH 34 | B | UPBA490B-TIH | UPBA490BTIH | 3/4 | 48 | 0.75 | ULTRAPRESS LOW LEAD BRASS,BALL,2PC,FP,CP BRASS BALL,200 PSIG@250F,PRSxNPT,INSUL HNDL,NSF 372 & 61 | 209.95 | 1.63 | 3.58 | 1.26 | 1.93 | 1 |  |  |  | 697988680135 | 69798868013 | https://www.milwaukeevalve.com/wp-content/uploads/spec-sheets/UPBA490BTIH.pdf | https://www.hammondvalve.com/wp-content/uploads/ioms/UPSolderEndIOM.pdf | https://www.milwaukeevalve.com/wp-content/uploads/ioms/UltraPressIOM.pdf | 06/25/14
UTP722 | UPBA490BTIH 100 | B | UPBA490B-TIH | UPBA490BTIH | 1 | 48 | 1 | ULTRAPRESS LOW LEAD BRASS,BALL,2PC,FP,CP BRASS BALL,200 PSIG@250F,PRSxNPT,INSUL HNDL,NSF 372 & 61 | 268.12 | 2.25 | 4.29 | 1.48 | 2.1 | 1 |  |  |  | 697988680142 | 69798868014 | https://www.milwaukeevalve.com/wp-content/uploads/spec-sheets/UPBA490BTIH.pdf | https://www.hammondvalve.com/wp-content/uploads/ioms/UPSolderEndIOM.pdf | https://www.milwaukeevalve.com/wp-content/uploads/ioms/UltraPressIOM.pdf | 06/25/14
UTP722 | UPBA490BTIH 112 | B | UPBA490B-TIH | UPBA490BTIH | 1 1/2 | 48 | 1.5 | ULTRAPRESS LOW LEAD BRASS,BALL,2PC,FP,CP BRASS BALL,200 PSIG@250F,PRSxNPT,INSUL HNDL,NSF 372 & 61 | 624.81 | 3.85 | 5.91 | 2 | 2.52 | 1 |  |  |  | 697988680166 | 69798868016 | https://www.milwaukeevalve.com/wp-content/uploads/spec-sheets/UPBA490BTIH.pdf | https://www.hammondvalve.com/wp-content/uploads/ioms/UPSolderEndIOM.pdf | https://www.milwaukeevalve.com/wp-content/uploads/ioms/UltraPressIOM.pdf | 06/25/14
UTP722 | UPBA490BTIH 114 | B | UPBA490B-TIH | UPBA490BTIH | 1 1/4 | 48 | 1.25 | ULTRAPRESS LOW LEAD BRASS,BALL,2PC,FP,CP BRASS BALL,200 PSIG@250F,PRSxNPT,INSUL HNDL,NSF 372 & 61 | 498.34 | 2.93 | 4.84 | 1.76 | 2.33 | 1 |  |  |  | 697988680159 | 69798868015 | https://www.milwaukeevalve.com/wp-content/uploads/spec-sheets/UPBA490BTIH.pdf | https://www.hammondvalve.com/wp-content/uploads/ioms/UPSolderEndIOM.pdf | https://www.milwaukeevalve.com/wp-content/uploads/ioms/UltraPressIOM.pdf | 06/25/14
UTP722 | UPBA490BTIH 200 | B | UPBA490B-TIH | UPBA490BTIH | 2 | 48 | 2 | ULTRAPRESS LOW LEAD BRASS,BALL,2PC,FP,CP BRASS BALL,200 PSIG@250F,PRSxNPT,INSUL HNDL,NSF 372 & 61 | 991.6 | 6.48 | 6.93 | 2.5 | 2.96 | 1 |  |  |  | 697988680173 | 69798868017 | https://www.milwaukeevalve.com/wp-content/uploads/spec-sheets/UPBA490BTIH.pdf | https://www.hammondvalve.com/wp-content/uploads/ioms/UPSolderEndIOM.pdf | https://www.milwaukeevalve.com/wp-content/uploads/ioms/UltraPressIOM.pdf | 06/25/14
UTP722 | UPBA-490S - 12 |  | UPBA490S | UPBA490S | 1/2 | 48 | 0.5 | ULTRAPRESS LOW LEAD BRASS,BALL,2PC,FULL PORT,CP BALL/STEM,200 PSIG @250F,PRSxTHRD ENDS,NSF 372 & 61 | 120.97 | 0.46 | 1.14 | 0.51 | 1.46 | 10 | 6.2205 | 5.748 | 2.4409 | 697988673250 | 69798867325 | https://www.milwaukeevalve.com/wp-content/uploads/spec-sheets/UPBA490S.pdf | https://www.hammondvalve.com/wp-content/uploads/ioms/UPSolderEndIOM.pdf | https://www.milwaukeevalve.com/wp-content/uploads/ioms/UltraPressIOM.pdf | 11/21/13
UTP722 | UPBA-490S - 34 |  | UPBA490S | UPBA490S | 3/4 | 48 | 0.75 | ULTRAPRESS LOW LEAD BRASS,BALL,2PC,FULL PORT,CP BALL/STEM,200 PSIG @250F,PRSxTHRD ENDS,NSF 372 & 61 | 210.31 | 0.86 | 1.31 | 0.76 | 1.46 | 6 | 6.9291 | 5.1969 | 2.9528 | 697988673267 | 69798867326 | https://www.milwaukeevalve.com/wp-content/uploads/spec-sheets/UPBA490S.pdf | https://www.hammondvalve.com/wp-content/uploads/ioms/UPSolderEndIOM.pdf | https://www.milwaukeevalve.com/wp-content/uploads/ioms/UltraPressIOM.pdf | 11/21/13
UTP722 | UPBA-490S - 100 |  | UPBA490S | UPBA490S | 1 | 48 | 1 | ULTRAPRESS LOW LEAD BRASS,BALL,2PC,FULL PORT,CP BALL/STEM,200 PSIG @250F,PRSxTHRD ENDS,NSF 372 & 61 | 286.11 | 1.22 | 1.53 | 0.98 | 2.1 | 6 | 7.7165 | 6.1417 | 3.3465 | 697988673274 | 69798867327 | https://www.milwaukeevalve.com/wp-content/uploads/spec-sheets/UPBA490S.pdf | https://www.hammondvalve.com/wp-content/uploads/ioms/UPSolderEndIOM.pdf | https://www.milwaukeevalve.com/wp-content/uploads/ioms/UltraPressIOM.pdf | 11/21/13
UTP722 | UPBA-490S - 112 |  | UPBA490S | UPBA490S | 1 1/2 | 48 | 1.5 | ULTRAPRESS LOW LEAD BRASS,BALL,2PC,FULL PORT,CP BALL/STEM,200 PSIG @250F,PRSxTHRD ENDS,NSF 372 & 61 | 777.39 | 2.84 | 1.88 | 1.5 | 2.52 | 4 | 10.9055 | 5.9449 | 4.1339 | 697988673298 | 69798867329 | https://www.milwaukeevalve.com/wp-content/uploads/spec-sheets/UPBA490S.pdf | https://www.hammondvalve.com/wp-content/uploads/ioms/UPSolderEndIOM.pdf | https://www.milwaukeevalve.com/wp-content/uploads/ioms/UltraPressIOM.pdf | 11/21/13
UTP722 | UPBA-490S - 114 |  | UPBA490S | UPBA490S | 1 1/4 | 48 | 1.25 | ULTRAPRESS LOW LEAD BRASS,BALL,2PC,FULL PORT,CP BALL/STEM,200 PSIG @250F,PRSxTHRD ENDS,NSF 372 & 61 | 574.34 | 1.86 | 1.71 | 1.26 | 2.33 | 4 | 9.3307 | 5.1575 | 4.0158 | 697988673281 | 69798867328 | https://www.milwaukeevalve.com/wp-content/uploads/spec-sheets/UPBA490S.pdf | https://www.hammondvalve.com/wp-content/uploads/ioms/UPSolderEndIOM.pdf | https://www.milwaukeevalve.com/wp-content/uploads/ioms/UltraPressIOM.pdf | 11/21/13
UTP722 | UPBA-490S - 200 |  | UPBA490S | UPBA490S | 2 | 48 | 2 | ULTRAPRESS LOW LEAD BRASS,BALL,2PC,FULL PORT,CP BALL/STEM,200 PSIG @250F,PRSxTHRD ENDS,NSF 372 & 61 | 1198.47 | 5.5 | 2.19 | 2 | 2.96 | 2 | 12.5984 | 5.748 | 3.3465 | 697988673311 | 69798867331 | https://www.milwaukeevalve.com/wp-content/uploads/spec-sheets/UPBA490S.pdf | https://www.hammondvalve.com/wp-content/uploads/ioms/UPSolderEndIOM.pdf | https://www.milwaukeevalve.com/wp-content/uploads/ioms/UltraPressIOM.pdf | 11/21/13
UTP722 | UPBA490STIH 12 |  | UPBA490S-TIH | UPBA490STIH | 1/2 | 48 | 0.5 | ULTRAPRESS LOW LEAD BRASS,BALL,2PC,FP,SS BALL/STEM,200 PSIG@250F,PRSxNPT,INSULATOR HNDL,NSF 372 & 61 | 201.89 | 1.24 | 1.14 | 0.51 | 1.46 | 1 |  |  |  | 697988680241 | 69798868024 | https://www.milwaukeevalve.com/wp-content/uploads/spec-sheets/UPBA490STIH.pdf | https://www.hammondvalve.com/wp-content/uploads/ioms/UPSolderEndIOM.pdf | https://www.milwaukeevalve.com/wp-content/uploads/ioms/UltraPressIOM.pdf | 06/25/14
UTP722 | UPBA490STIH 34 |  | UPBA490S-TIH | UPBA490STIH | 3/4 | 48 | 0.75 | ULTRAPRESS LOW LEAD BRASS,BALL,2PC,FP,SS BALL/STEM,200 PSIG@250F,PRSxNPT,INSULATOR HNDL,NSF 372 & 61 | 291.29 | 1.9 | 1.31 | 0.76 | 1.46 | 1 |  |  |  | 697988680258 | 69798868025 | https://www.milwaukeevalve.com/wp-content/uploads/spec-sheets/UPBA490STIH.pdf | https://www.hammondvalve.com/wp-content/uploads/ioms/UPSolderEndIOM.pdf | https://www.milwaukeevalve.com/wp-content/uploads/ioms/UltraPressIOM.pdf | 06/25/14
UTP722 | UPBA490STIH 100 |  | UPBA490S-TIH | UPBA490STIH | 1 | 48 | 1 | ULTRAPRESS LOW LEAD BRASS,BALL,2PC,FP,SS BALL/STEM,200 PSIG@250F,PRSxNPT,INSULATOR HNDL,NSF 372 & 61 | 367.01 | 2.27 | 1.53 | 0.98 | 2.1 | 1 |  |  |  | 697988680265 | 69798868026 | https://www.milwaukeevalve.com/wp-content/uploads/spec-sheets/UPBA490STIH.pdf | https://www.hammondvalve.com/wp-content/uploads/ioms/UPSolderEndIOM.pdf | https://www.milwaukeevalve.com/wp-content/uploads/ioms/UltraPressIOM.pdf | 06/25/14
UTP722 | UPBA490STIH 112 |  | UPBA490S-TIH | UPBA490STIH | 1 1/2 | 48 | 1.5 | ULTRAPRESS LOW LEAD BRASS,BALL,2PC,FP,SS BALL/STEM,200 PSIG@250F,PRSxNPT,INSULATOR HNDL,NSF 372 & 61 | 893.76 | 3.89 | 1.88 | 1.5 | 2.52 | 1 |  |  |  | 697988680289 | 69798868028 | https://www.milwaukeevalve.com/wp-content/uploads/spec-sheets/UPBA490STIH.pdf | https://www.hammondvalve.com/wp-content/uploads/ioms/UPSolderEndIOM.pdf | https://www.milwaukeevalve.com/wp-content/uploads/ioms/UltraPressIOM.pdf | 06/25/14
UTP722 | UPBA490STIH 114 |  | UPBA490S-TIH | UPBA490STIH | 1 1/4 | 48 | 1.25 | ULTRAPRESS LOW LEAD BRASS,BALL,2PC,FP,SS BALL/STEM,200 PSIG@250F,PRSxNPT,INSULATOR HNDL,NSF 372 & 61 | 690.7 | 2.91 | 1.71 | 1.26 | 2.33 | 1 |  |  |  | 697988680272 | 69798868027 | https://www.milwaukeevalve.com/wp-content/uploads/spec-sheets/UPBA490STIH.pdf | https://www.hammondvalve.com/wp-content/uploads/ioms/UPSolderEndIOM.pdf | https://www.milwaukeevalve.com/wp-content/uploads/ioms/UltraPressIOM.pdf | 06/25/14
UTP722 | UPBA490STIH 200 |  | UPBA490S-TIH | UPBA490STIH | 2 | 48 | 2 | ULTRAPRESS LOW LEAD BRASS,BALL,2PC,FP,SS BALL/STEM,200 PSIG@250F,PRSxNPT,INSULATOR HNDL,NSF 372 & 61 | 1314.83 | 6.48 | 2.19 | 2 | 2.96 | 1 |  |  |  | 697988680296 | 69798868029 | https://www.milwaukeevalve.com/wp-content/uploads/spec-sheets/UPBA490STIH.pdf | https://www.hammondvalve.com/wp-content/uploads/ioms/UPSolderEndIOM.pdf | https://www.milwaukeevalve.com/wp-content/uploads/ioms/UltraPressIOM.pdf | 06/25/14
UTP722 | UPBA-491B - 12 | B | UPBA491B | UPBA491B | 1/2 | 48 | 0.5 | ULTRAPRESS LOW LEAD BRASS,BALL,2PC,FULL PORT,CP BRASS BALL,200 PSIG @250F,PRSxTHRD ENDS,NSF 372 & 61 | 122.45 | 0.58 | 2.76 | 0.5 | 5.8 | 6 | 6.8898 | 6.1024 | 2.5591 | 697988666504 | 69798866650 | https://www.milwaukeevalve.com/wp-content/uploads/spec-sheets/ba491b.pdf | https://www.hammondvalve.com/wp-content/uploads/ioms/UPSolderEndIOM.pdf | https://www.milwaukeevalve.com/wp-content/uploads/ioms/UltraPressIOM.pdf | 06/10/13
UTP722 | UPBA-491B - 34 | B | UPBA491B | UPBA491B | 3/4 | 48 | 0.75 | ULTRAPRESS LOW LEAD BRASS,BALL,2PC,FULL PORT,CP BRASS BALL,200 PSIG @250F,PRSxTHRD ENDS,NSF 372 & 61 | 176.69 | 1.02 | 3.58 | 0.75 | 6.33 | 4 | 7.4409 | 6.4173 | 2.7559 | 697988669161 | 69798866916 | https://www.milwaukeevalve.com/wp-content/uploads/spec-sheets/ba491b.pdf | https://www.hammondvalve.com/wp-content/uploads/ioms/UPSolderEndIOM.pdf | https://www.milwaukeevalve.com/wp-content/uploads/ioms/UltraPressIOM.pdf | 07/15/13
UTP722 | UPBA-491B - 100 | B | UPBA491B | UPBA491B | 1 | 48 | 1 | ULTRAPRESS LOW LEAD BRASS,BALL,2PC,FULL PORT,CP BRASS BALL,200 PSIG @250F,PRSxTHRD ENDS,NSF 372 & 61 | 234.88 | 1.38 | 3.98 | 1 | 6.53 | 6 | 7.7165 | 6.1417 | 4.5276 | 697988669178 | 69798866917 | https://www.milwaukeevalve.com/wp-content/uploads/spec-sheets/ba491b.pdf | https://www.hammondvalve.com/wp-content/uploads/ioms/UPSolderEndIOM.pdf | https://www.milwaukeevalve.com/wp-content/uploads/ioms/UltraPressIOM.pdf | 07/15/13
UTP722 | UPBA-491B - 112 | B | UPBA491B | UPBA491B | 1 1/2 | 48 | 1.5 | ULTRAPRESS LOW LEAD BRASS,BALL,2PC,FULL PORT,CP BRASS BALL,200 PSIG @250F,PRSxTHRD ENDS,NSF 372 & 61 | 556.13 | 2.96 | 5.5 | 1.5 | 6.9 | 4 | 10.9055 | 6.9291 | 4.1339 | 697988669192 | 69798866919 | https://www.milwaukeevalve.com/wp-content/uploads/spec-sheets/ba491b.pdf | https://www.hammondvalve.com/wp-content/uploads/ioms/UPSolderEndIOM.pdf | https://www.milwaukeevalve.com/wp-content/uploads/ioms/UltraPressIOM.pdf | 07/15/13
UTP722 | UPBA-491B - 114 | B | UPBA491B | UPBA491B | 1 1/4 | 48 | 1.25 | ULTRAPRESS LOW LEAD BRASS,BALL,2PC,FULL PORT,CP BRASS BALL,200 PSIG @250F,PRSxTHRD ENDS,NSF 372 & 61 | 429.66 | 2.04 | 4.51 | 1.25 | 6.78 | 4 | 9.3307 | 6.1417 | 4.0158 | 697988669185 | 69798866918 | https://www.milwaukeevalve.com/wp-content/uploads/spec-sheets/ba491b.pdf | https://www.hammondvalve.com/wp-content/uploads/ioms/UPSolderEndIOM.pdf | https://www.milwaukeevalve.com/wp-content/uploads/ioms/UltraPressIOM.pdf | 07/15/13
UTP722 | UPBA-491B - 200 | B | UPBA491B | UPBA491B | 2 | 48 | 2 | ULTRAPRESS LOW LEAD BRASS,BALL,2PC,FULL PORT,CP BRASS BALL,200 PSIG @250F,PRSxTHRD ENDS,NSF 372 & 61 | 940.24 | 5.64 | 6.44 | 2 | 7.38 | 2 | 12.5984 | 7.5591 | 3.3465 | 697988669208 | 69798866920 | https://www.milwaukeevalve.com/wp-content/uploads/spec-sheets/ba491b.pdf | https://www.hammondvalve.com/wp-content/uploads/ioms/UPSolderEndIOM.pdf | https://www.milwaukeevalve.com/wp-content/uploads/ioms/UltraPressIOM.pdf | 07/15/13
UTP722 | UPBA-491S - 12 |  | UPBA491S | UPBA491S | 1/2 | 48 | 0.5 | ULTRAPRESS LOW LEAD BRASS,BALL,2PC,F-PORT,SS BALL/STEM,200 PSIG @250F,PRSxTHRD,EXT STEM,NSF 372 & 61 | 159.91 | 0.58 | 1.14 | 0.51 | 3.75 | 6 | 6.8898 | 6.1024 | 2.5591 | 697988673328 | 69798867332 | https://www.milwaukeevalve.com/wp-content/uploads/spec-sheets/UPBA491S.pdf | https://www.hammondvalve.com/wp-content/uploads/ioms/UPSolderEndIOM.pdf | https://www.milwaukeevalve.com/wp-content/uploads/ioms/UltraPressIOM.pdf | 11/21/13
UTP722 | UPBA-491S - 34 |  | UPBA491S | UPBA491S | 3/4 | 48 | 0.75 | ULTRAPRESS LOW LEAD BRASS,BALL,2PC,F-PORT,SS BALL/STEM,200 PSIG @250F,PRSxTHRD,EXT STEM,NSF 372 & 61 | 257.98 | 1.02 | 1.31 | 0.76 | 3.75 | 4 | 7.4409 | 6.4173 | 2.7559 | 697988673335 | 69798867333 | https://www.milwaukeevalve.com/wp-content/uploads/spec-sheets/UPBA491S.pdf | https://www.hammondvalve.com/wp-content/uploads/ioms/UPSolderEndIOM.pdf | https://www.milwaukeevalve.com/wp-content/uploads/ioms/UltraPressIOM.pdf | 11/21/13
UTP722 | UPBA-491S - 100 |  | UPBA491S | UPBA491S | 1 | 48 | 1 | ULTRAPRESS LOW LEAD BRASS,BALL,2PC,F-PORT,SS BALL/STEM,200 PSIG @250F,PRSxTHRD,EXT STEM,NSF 372 & 61 | 333.78 | 1.4 | 1.53 | 0.98 | 4.35 | 6 | 7.7165 | 6.1417 | 4.5276 | 697988673342 | 69798867334 | https://www.milwaukeevalve.com/wp-content/uploads/spec-sheets/UPBA491S.pdf | https://www.hammondvalve.com/wp-content/uploads/ioms/UPSolderEndIOM.pdf | https://www.milwaukeevalve.com/wp-content/uploads/ioms/UltraPressIOM.pdf | 11/21/13
UTP722 | UPBA-491S - 112 |  | UPBA491S | UPBA491S | 1 1/2 | 48 | 1.5 | ULTRAPRESS LOW LEAD BRASS,BALL,2PC,F-PORT,SS BALL/STEM,200 PSIG @250F,PRSxTHRD,EXT STEM,NSF 372 & 61 | 825.06 | 3.02 | 1.88 | 1.5 | 4.75 | 4 | 10.9055 | 6.9291 | 4.1339 | 697988673366 | 69798867336 | https://www.milwaukeevalve.com/wp-content/uploads/spec-sheets/UPBA491S.pdf | https://www.hammondvalve.com/wp-content/uploads/ioms/UPSolderEndIOM.pdf | https://www.milwaukeevalve.com/wp-content/uploads/ioms/UltraPressIOM.pdf | 11/21/13
UTP722 | UPBA-491S - 114 |  | UPBA491S | UPBA491S | 1 1/4 | 48 | 1.25 | ULTRAPRESS LOW LEAD BRASS,BALL,2PC,F-PORT,SS BALL/STEM,200 PSIG @250F,PRSxTHRD,EXT STEM,NSF 372 & 61 | 622.01 | 2.02 | 1.71 | 1.26 | 4.58 | 4 | 9.3307 | 6.1417 | 4.0158 | 697988673359 | 69798867335 | https://www.milwaukeevalve.com/wp-content/uploads/spec-sheets/UPBA491S.pdf | https://www.hammondvalve.com/wp-content/uploads/ioms/UPSolderEndIOM.pdf | https://www.milwaukeevalve.com/wp-content/uploads/ioms/UltraPressIOM.pdf | 11/21/13
UTP722 | UPBA-491S - 200 |  | UPBA491S | UPBA491S | 2 | 48 | 2 | ULTRAPRESS LOW LEAD BRASS,BALL,2PC,F-PORT,SS BALL/STEM,200 PSIG @250F,PRSxTHRD,EXT STEM,NSF 372 & 61 | 1263.47 | 5.76 | 2.19 | 2 | 5.25 | 2 | 12.5984 | 7.5591 | 3.3465 | 697988673373 | 69798867337 | https://www.milwaukeevalve.com/wp-content/uploads/spec-sheets/UPBA491S.pdf | https://www.hammondvalve.com/wp-content/uploads/ioms/UPSolderEndIOM.pdf | https://www.milwaukeevalve.com/wp-content/uploads/ioms/UltraPressIOM.pdf | 11/21/13
Y-0112 | 3010000014 |  | 3010 | 301000 | 1/4 | AM | 0.25 | YSTR,BRZ,150 WSP,250 WOG,THRD,NPT,SS/20M | 27.2 | 0.78 | 3.0781 | 0.25 | 1.5469 | 10 |  |  |  | 084738123255 | 08473812325 |  | https://www.hammondvalve.com/consult-factory/ |  | 01/01/04
Y-0112 | 3010000038 |  | 3010 | 301000 | 3/8 | AM | 0.375 | YSTR,BRZ,150 WSP,250 WOG,THRD,NPT,SS/20M | 27.93 | 0.82 | 2.5625 | 0.375 | 1.4063 | 1 |  |  |  | 084738123262 | 08473812326 |  | https://www.hammondvalve.com/consult-factory/ |  | 01/01/04
Y-0112 | 3010000114 |  | 3010 | 301000 | 1 1/4 | AM | 1.25 | YSTR,BRZ,150 WSP,250 WOG,THRD,NPT,SS/20M | 96.6 | 2.96 | 5.25 | 1.25 | 2.1875 | 6 |  |  |  | 084738123293 | 08473812329 |  | https://www.hammondvalve.com/consult-factory/ |  | 01/01/04
Y-0112 | 3010000212 |  | 3010 | 301000 | 2 1/2 | AM | 2.5 | YSTR,BRZ,150 WSP,250 WOG,THRD,NPT,SS/20M | 927.42 | 12.42 | 9 | 2.5 | 6.2813 | 1 |  |  |  | 084738123316 | 08473812331 |  | https://www.hammondvalve.com/consult-factory/ |  | 01/01/04
Y-0112 | 3010000300 |  | 3010 | 301000 | 3 | AM | 3 | YSTR,BRZ,150 WSP,250 WOG,THRD,NPT,SS/20M | 1062.62 | 18.96 | 3 | 10 | 7.5781 | 1 |  |  |  | 084738123323 | 08473812332 |  | https://www.hammondvalve.com/consult-factory/ |  | 01/01/04
Y-0112 | 3010040038 |  | 3010 | 301004 | 3/8 | AM | 0.375 | SCREEN REPLACEMENT STAINLESS STEEL FOR 3010 3/8 | 5.52 | 0.001 | 2.5625 | 0.375 | 1.4063 | 1 |  |  |  | 084738285786 | 08473828578 |  | https://www.hammondvalve.com/consult-factory/ |  | 01/01/04
Y-0112 | 3010040100 |  | 3010 | 301004 | 1 | AM | 1 | SCREEN REPLACEMENT STAINLESS STEEL FOR 3010 1" | 7.32 | 0.01 | 4.4375 | 1 | 2.75 | 1 |  |  |  | 084738123330 | 08473812333 |  | https://www.hammondvalve.com/consult-factory/ |  | 01/01/04
Y-0112 | 3010040112 |  | 3010 | 301004 | 1 1/2 | AM | 1.5 | SCREEN REPLACEMENT STAINLESS STEEL FOR 3010 1 1/2" | 12.48 | 0.02 | 6.25 | 1.5 | 3.0781 | 1 |  |  |  | 084738133704 | 08473813370 |  | https://www.hammondvalve.com/consult-factory/ |  | 01/01/04
Y-0112 | 3010040114 |  | 3010 | 301004 | 1 1/4 | AM | 1.25 | SCREEN REPLACEMENT STAINLESS STEEL FOR 3010 1 1/4" | 10.34 | 0.02 | 5.25 | 1.25 | 2.1875 | 1 |  |  |  | 084738132455 | 08473813245 |  | https://www.hammondvalve.com/consult-factory/ |  | 01/01/04
Y-0112 | 3020000014 |  | 3020 | 302000 | 1/4 | AS | 0.25 | YSTR,CI BODY,250 WSP,500 WOG,THRD,NPT,SS | 28.32 | 2.16 | 4.125 | 0.25 | 2.75 | 10 |  |  |  | 084738123361 | 08473812336 |  | https://www.hammondvalve.com/consult-factory/ |  | 01/01/04
Y-0112 | 3020000038 |  | 3020 | 302000 | 3/8 | AS | 0.375 | YSTR,CI BODY,250 WSP,500 WOG,THRD,NPT,SS | 28.32 | 2.06 | 4.125 | 0.375 | 2.75 | 10 |  |  |  | 084738123378 | 08473812337 |  | https://www.hammondvalve.com/consult-factory/ |  | 01/01/04
Y-0112 | 3020000112 |  | 3020 | 302000 | 1 1/2 | AS | 1.5 | YSTR,CI BODY,250 WSP,500 WOG,THRD,NPT,SS | 95.27 | 6.17 | 6 | 1.5 | 4.75 | 4 |  |  |  | 084738123392 | 08473812339 |  | https://www.hammondvalve.com/consult-factory/ |  | 01/01/04
Y-0112 | 3020000114 |  | 3020 | 302000 | 1 1/4 | AS | 1.25 | YSTR,CI BODY,250 WSP,500 WOG,THRD,NPT,SS | 85.49 | 4.04 | 4.875 | 1.25 | 4.25 | 6 |  |  |  | 084738123408 | 08473812340 |  | https://www.hammondvalve.com/consult-factory/ |  | 01/01/04
Y-0112 | 3020000212 |  | 3020 | 302000 | 2 1/2 | AS | 2.5 | YSTR,CI BODY,250 WSP,500 WOG,THRD,NPT,SS | 274.83 | 24.28 | 9.375 | 2.5 | 7.125 | 1 |  |  |  | 084738123422 | 08473812342 |  | https://www.hammondvalve.com/consult-factory/ |  | 01/01/04
Y-0112 | 3020000300 |  | 3020 | 302000 | 3 | AS | 3 | YSTR,CI BODY,250 WSP,500 WOG,THRD,NPT,SS | 324.5 | 30.3 | 10 | 3 | 8.25 | 1 |  |  |  | 084738123439 | 08473812343 |  | https://www.hammondvalve.com/consult-factory/ |  | 01/01/04
Y-0112 | 3020040012 |  | 3020 | 302004 | 1/2 | AM | 0.5 | SCREEN REPLACEMENT STAINLESS STEEL FOR 3020 1/2" | 5.87 | 0.01 | 4.125 | 0.5 | 2.75 | 4 |  |  |  | 084738115670 | 08473811567 |  | https://www.hammondvalve.com/consult-factory/ |  | 01/01/04
Y-0112 | 3020040014 |  | 3020 | 302004 | 1/4 | AM | 0.25 | SCREEN REPLACEMENT STAINLESS STEEL FOR 3020 1/4" | 5.87 | 0.01 | 4.125 | 0.25 | 2.75 | 1 |  |  |  | 084738134039 | 08473813403 |  | https://www.hammondvalve.com/consult-factory/ |  | 01/01/04
Y-0112 | 3020040038 |  | 3020 | 302004 | 3/8 | AM | 0.375 | SCREEN REPLACEMENT STAINLESS STEEL FOR 3020 3/8" | 5.87 | 0.4 | 4.125 | 0.375 | 2.75 | 1 |  |  |  | 084738134046 | 08473813404 |  | https://www.hammondvalve.com/consult-factory/ |  | 01/01/04
Y-0112 | 3020040112 |  | 3020 | 302004 | 1 1/2 | AM | 1.5 | SCREEN REPLACEMENT STAINLESS STEEL FOR 3020 1 1/2" | 13.28 | 0.04 | 6 | 1.5 | 4.75 | 1 |  |  |  | 084738115687 | 08473811568 |  | https://www.hammondvalve.com/consult-factory/ |  | 01/01/04
Y-0112 | 3020040114 |  | 3020 | 302004 | 1 1/4 | AM | 1.25 | REPLACEMENT STAINLESS STEEL SCREEN FOR 3020 1 1/4" | 11 | 0.02 | 4.875 | 1.25 | 4.25 | 1 |  |  |  | 084738134053 | 08473813405 |  | https://www.hammondvalve.com/consult-factory/ |  | 01/01/04
Y-0112 | 3020040212 |  | 3020 | 302004 | 2 1/2 | AM | 2.5 | SCREEN REPLACEMENT STAINLESS STEEL FOR 3020 2 1/2" | 37.47 | 0.28 | 9.375 | 2.5 | 7.125 | 1 |  |  |  | 084738134060 | 08473813406 |  | https://www.hammondvalve.com/consult-factory/ |  | 01/01/04
Y-0112 | 3020040300 |  | 3020 | 302004 | 3 | AM | 3 | SCREEN REPLACEMENT STAINLESS STEEL FOR 3020 3" | 51.3 | 0.42 | 10 | 3 | 8.25 | 1 |  |  |  | 084738134077 | 08473813407 |  | https://www.hammondvalve.com/consult-factory/ |  | 01/01/04
Y-0112 | 3030000200 |  | 3030 | 303000 | 2 | AS | 2 | YSTR,CI BODY,125 WSP,200 WOG,FLG,SS/.062 | 203.07 | 19.74 | 7.875 | 2 | 4.75 | 1 |  |  |  | 084738123712 | 08473812371 |  | https://www.hammondvalve.com/consult-factory/ |  | 01/01/04
Y-0112 | 3030000212 |  | 3030 | 303000 | 2 1/2 | AS | 2.5 | YSTR,CI BODY,125 WSP,200 WOG,FLG,SS/.062 | 240.45 | 28 | 9.875 | 2.5 | 5.5938 | 1 |  |  |  | 084738123729 | 08473812372 |  | https://www.hammondvalve.com/consult-factory/ |  | 01/01/04
Y-0112 | 3030000500 |  | 3030 | 303000 | 5 | AS | 5 | YSTR,CI BODY,125 WSP,200 WOG,FLG,SS/.062 | 802.95 | 90 | 15.5 | 5 | 10.3281 | 1 |  |  |  | 084738123750 | 08473812375 |  | https://www.hammondvalve.com/consult-factory/ |  | 01/01/04
Y-0112 | 3030000600 |  | 3030 | 303000 | 6 | AS | 6 | YSTR,CI BODY,125 WSP,200 WOG,FLG,SS/.062 | 1258.81 | 129 | 18.5 | 6 | 11.4063 | 1 |  |  |  | 084738123767 | 08473812376 |  | https://www.hammondvalve.com/consult-factory/ |  | 01/01/04
Y-0112 | 3030001000 |  | 3030 | 303000 | 10 | AS | 10 | YSTR,CI BODY,125 WSP,200 WOG,FLG,SS/.062 | 4725.28 | 420 | 26 | 10 | 19.6719 | 1 |  |  |  | 084738116660 | 08473811666 |  | https://www.hammondvalve.com/consult-factory/ |  | 01/01/04
Y-0112 | 3030001200 |  | 3030 | 303000 | 12 | AS | 12 | YSTR,CI BODY,125 WSP,200 WOG,FLG,SS/.062 | 5858.55 | 548 | 29.75 | 12 | 20.75 | 1 |  |  |  | 084738123781 | 08473812378 |  | https://www.hammondvalve.com/consult-factory/ |  | 01/01/04
Y-0112 | 3030040400 |  | 3030 | 303004 | 4 | AS | 4 | REPLACEMENT STAINLESS STEEL SCREEN FOR 3030 4" | 140.98 | 0.44 | 12 | 4 | 7.375 | 1 |  |  |  | 084738113751 | 08473811375 |  | https://www.hammondvalve.com/consult-factory/ |  | 01/01/04
Y-0112 | 3040000012 |  | 3040 | 304000 | 1/2 | AM | 0.5 | YSTR,BRZ,250 WSP,4000 WOG,SOLDER ENDS,THRD BONNET SS/20M | 29.05 | 0.66 | 2.9375 | 0.5 | 2.1719 | 10 |  |  |  | 084738123798 | 08473812379 |  | https://www.hammondvalve.com/consult-factory/ |  | 01/01/04
Y-0112 | 3040000112 |  | 3040 | 304000 | 1 1/2 | AM | 1.5 | YSTR,BRZ,250 WSP,4000 WOG,SOLDER ENDS,THRD BONNET SS/20M | 182.62 | 4 | 6.8125 | 1.5 | 3.9688 | 4 |  |  |  | 084738123828 | 08473812382 |  | https://www.hammondvalve.com/consult-factory/ |  | 01/01/04
Y-0112 | 3040000114 |  | 3040 | 304000 | 1 1/4 | AM | 1.25 | YSTR,BRZ,250 WSP,4000 WOG,SOLDER ENDS,THRD BONNET SS/20M | 102.4 | 3.02 | 5.125 | 1.25 | 3.4688 | 6 |  |  |  | 084738123835 | 08473812383 |  | https://www.hammondvalve.com/consult-factory/ |  | 01/01/04
Y-0112 | 3040000200 |  | 3040 | 304000 | 2 | AM | 2 | YSTR,BRZ,250 WSP,4000 WOG,SOLDER ENDS,THRD BONNET SS/20M | 399.08 | 7.06 | 7.3281 | 2 | 5.9804 | 1 |  |  |  | 084738123842 | 08473812384 |  | https://www.hammondvalve.com/consult-factory/ |  | 01/01/04